## Sheet1
Lot | Name | Contact | Email | Phone Number | Location | Description
101 | Biotechnologies & Agriculture | Terrance Jacobs | tjacobs@managingyourassets.com | 905-660-1367 | Lac Ste. Anne, Alberta | PerkinElmer Clarus gas chromatograph system, incl.: PerkinElmer gas chromatograph, mod. Clarus 690, s/n 690518121001 w/ PerkinElmer mass spectrometer, mod. Clarus SQ8T, s/n N6480012 and PerkinElmer headspace sampler, mod. TurboMatrix 40, s/n H84081812108 (2018) c/w Edwards vacuum pump. Mod. RV3, s/n 180559298, 0.45 kW, Dell Optiplex 3050 I5 desktop, software, Ametek Powervar 7.0 and 16 battery back-ups and accessories [Loc. Packaging 1, Lab]
102 | Biotechnologies & Agriculture | Terrance Jacobs | tjacobs@managingyourassets.com | 905-660-1367 | Lac Ste. Anne, Alberta | PerkinElmer Flexar HPLC system, incl.: PerkinElmer PDA Plus detector, mod. Flexar, s/n N2850010 w/ PerkinElmer column oven, mod. Flexar, s/n OVPF181213887 and PerkinElmer LC pump, mod. Flexar, s/n 291N18110803Q and PerkinElmer LC autosampler, mod. Flexar Peltier LC, s/n 293H8113002A (2018) and PerkinElmer 5-channel solvent manager, mod. Flexar, s/n 260N1811701Q c/w Dell Optiplex 3050 I5 desktop, software, Ametek Powervar 12 battery back-up [Loc. Packaging 1, Lab]
103 | Biotechnologies & Agriculture | Terrance Jacobs | tjacobs@managingyourassets.com | 905-660-1367 | Lac Ste. Anne, Alberta | Buchi rotary evaporator system incl.: Buchi rotovapor, mod. R-220PRO, s/n 1000317356 (2018) w/ Buchi interface, mod. I-300PRO and Buchi recirculating chiller, mod. F-325 c/w Buchi vacuum pump, mod. V-600, s/n 1000333530 (2019) [Loc. Processing 1, Lab]
104 | Biotechnologies & Agriculture | Terrance Jacobs | tjacobs@managingyourassets.com | 905-660-1367 | Lac Ste. Anne, Alberta | Buchi rotary evaporator system incl.: Buchi rotovapor, mod. R-220PRO, s/n 1000335121 (2019) w/ Buchi interface, mod. I-300PRO and Buchi recirculating chiller, mod. F-325 c/w Buchi vacuum pump, mod. V-600, s/n 1000301480 (2018) [Loc. Processing 1, Lab]
105 | Biotechnologies & Agriculture | Terrance Jacobs | tjacobs@managingyourassets.com | 905-660-1367 | Lac Ste. Anne, Alberta | Buchi evaporator flasks and accessories [Loc. Processing 1, Lab]
106 | Biotechnologies & Agriculture | Terrance Jacobs | tjacobs@managingyourassets.com | 905-660-1367 | Lac Ste. Anne, Alberta | Buchi rotary evaporator, mod. R-300, s/n 1000239818 (2016) w/ Buchi interface, mod. I-300PRO and Buchi heating bath, mod. B-300Base (016) c/w (2) 2 kg Brutto evaporator flasks (excluding pump and chiller sold seperatly) [Loc. Extraction, Lab]
106A | Biotechnologies & Agriculture | Terrance Jacobs | tjacobs@managingyourassets.com | 905-660-1367 | Lac Ste. Anne, Alberta | Buchi vacuum pump, mod. V-300, s/n 1000252147 (2017) [Loc. Extraction, Lab]
106B | Biotechnologies & Agriculture | Terrance Jacobs | tjacobs@managingyourassets.com | 905-660-1367 | Lac Ste. Anne, Alberta | Buchi recirculating chiller, mod. F-314, s/n 1862518 (2018) [Loc. Extraction, Lab]
106C | Biotechnologies & Agriculture | Terrance Jacobs | tjacobs@managingyourassets.com | 905-660-1367 | Lac Ste. Anne, Alberta | Buchi polyvap, mod. Syncore Q-101, s/n 1000319496 (2018) [Loc. Extraction, Lab]
106D | Biotechnologies & Agriculture | Terrance Jacobs | tjacobs@managingyourassets.com | 905-660-1367 | Lac Ste. Anne, Alberta | Buchi vacuum pump, mod. V-300, s/n 1000314023 (2018) w/ I-300 Pro interface [Loc. Extraction, Lab]
107 | Biotechnologies & Agriculture | Terrance Jacobs | tjacobs@managingyourassets.com | 905-660-1367 | Lac Ste. Anne, Alberta | Buchi purification system, mod. Reveleris Prep, s/n 1000323135 (2018) w/ Buchi FlashPure flash chromatography cartridge and ReaXus M1 Class HPLC pump and Buchi dry air supply unit c/w (3) Buchi 480 ml and (2) 18x150 sample drawers [Loc. Processing 1, Lab]
107A | Biotechnologies & Agriculture | Terrance Jacobs | tjacobs@managingyourassets.com | 905-660-1367 | Lac Ste. Anne, Alberta | Buchi purification system, mod. Reveleris Prep, s/n 1000323136 (2018) w/ ReaXus M1 Class HPLC pump and lab stand (may require repair) [Loc. Processing 1, Lab]
108 | Biotechnologies & Agriculture | Terrance Jacobs | tjacobs@managingyourassets.com | 905-660-1367 | Lac Ste. Anne, Alberta | Buchi recirculating chiller, mod. F-305, s/n 1000248170 (2016) c/w lab stand [Loc. Processing 1, Lab]
109 | Biotechnologies & Agriculture | Terrance Jacobs | tjacobs@managingyourassets.com | 905-660-1367 | Lac Ste. Anne, Alberta | Lab Society short path terpenes distillation system, incl.: Lab Society heating mantle, mod. LS-HMS-12SB, s/n 11911226 w/ Lab Society heating jacket, mod. LS-HMS-12T w/ Lab Society temperature controller/monitor, mod. LS-TCM-1 w/ Lab Society dual-precision vacuum monitor, mod. LS-PVM-2 w/ Lab Society digital stir controller, mod. LS-DSC-1 w/ Lab Society temperature monitor, mod. LS-DTM-1 c/w lab stand [Loc. Processing 1, Lab]
110 | Biotechnologies & Agriculture | Terrance Jacobs | tjacobs@managingyourassets.com | 905-660-1367 | Lac Ste. Anne, Alberta | Lab Society evaporator flasks and accessories [Loc. Processing 1, Lab]
111 | Biotechnologies & Agriculture | Terrance Jacobs | tjacobs@managingyourassets.com | 905-660-1367 | Lac Ste. Anne, Alberta | Julabo refrigerated/heated circulator, mod. 200F, s/n 10358799 [Loc. Processing 1, Lab]
112 | Biotechnologies & Agriculture | Terrance Jacobs | tjacobs@managingyourassets.com | 905-660-1367 | Lac Ste. Anne, Alberta | SH Cold Trap bath, mod. WB-5GDR (-80), s/n 190930WB-5GDR (-80)-13 [Loc. Processing 1, Lab]
113 | Biotechnologies & Agriculture | Terrance Jacobs | tjacobs@managingyourassets.com | 905-660-1367 | Lac Ste. Anne, Alberta | Welch C/RV PRO 16 vacuum pump, mod. 3161-01, s/n 1905062014, 0.85 kW [Loc. Processing 1, Lab]
114 | Biotechnologies & Agriculture | Terrance Jacobs | tjacobs@managingyourassets.com | 905-660-1367 | Lac Ste. Anne, Alberta | VWR Sci. flammables freezer, mod. HCFFS-20, s/n VWR-8151743-1812, 20 cu. ft. cap. [Loc. Processing 1, Lab]
115 | Biotechnologies & Agriculture | Terrance Jacobs | tjacobs@managingyourassets.com | 905-660-1367 | Lac Ste. Anne, Alberta | Caframo high torque brushless mixer, mod. BDC-1850, s/n 1808255 c/w stand [Loc. Processing 1, Lab]
116 | Biotechnologies & Agriculture | Terrance Jacobs | tjacobs@managingyourassets.com | 905-660-1367 | Lac Ste. Anne, Alberta | Caframo high torque brushless mixer, mod. BDC-1850, s/n 1808393 [Loc. Processing 1, Lab]
117 | Biotechnologies & Agriculture | Terrance Jacobs | tjacobs@managingyourassets.com | 905-660-1367 | Lac Ste. Anne, Alberta | Cole-Parmer rotational viscometer, s/n VCPL150214 [Loc. Processing 1, Lab]
118 | Biotechnologies & Agriculture | Terrance Jacobs | tjacobs@managingyourassets.com | 905-660-1367 | Lac Ste. Anne, Alberta | IPTS mixer, mod. PRO1, s/n 2012704005, 1:5 ratio, 1 hp [Loc. Processing 1, Lab]
119 | Biotechnologies & Agriculture | Terrance Jacobs | tjacobs@managingyourassets.com | 905-660-1367 | Lac Ste. Anne, Alberta | Thermo Sci. lab oven, mod. Heratherm OGS180, s/n 42042525, 6.2 cu. Ft./ 250 deg. C cap. [Loc. Processing 1, Lab]
120 | Biotechnologies & Agriculture | Terrance Jacobs | tjacobs@managingyourassets.com | 905-660-1367 | Lac Ste. Anne, Alberta | Fisher gravity incubator, mod. Basic 180L, s/n 425267702, 75 deg. C cap. [Loc. Extraction, Lab]
121 | Biotechnologies & Agriculture | Terrance Jacobs | tjacobs@managingyourassets.com | 905-660-1367 | Lac Ste. Anne, Alberta | Labconco bio-safety cabinet, mod. Logic Plus, s/n 180659839B, 72 in. w/ stand [Loc. Packaging 1, Lab]
122 | Biotechnologies & Agriculture | Terrance Jacobs | tjacobs@managingyourassets.com | 905-660-1367 | Lac Ste. Anne, Alberta | Labconco chemical fume hood, mod. Protector, s/n 180963600C, 60 in. (counter-top mounted) [Loc. Packaging 1, Lab]
122A | Biotechnologies & Agriculture | Terrance Jacobs | tjacobs@managingyourassets.com | 905-660-1367 | Lac Ste. Anne, Alberta | <p>Labconco chemical fume hood, mod. Premier, 84 in. (counter-top mounted) [Loc. Processing 1, Lab]</p>
123 | Biotechnologies & Agriculture | Terrance Jacobs | tjacobs@managingyourassets.com | 905-660-1367 | Lac Ste. Anne, Alberta | ATG Pharma liquid filling system, mod. RoboCap RL-300, s/n 3004199N (2019) [Loc. Packaging 1, Lab]
124 | Biotechnologies & Agriculture | Terrance Jacobs | tjacobs@managingyourassets.com | 905-660-1367 | Lac Ste. Anne, Alberta | Omni Int'l bead mill homogenizer, mod. Bead Ruptor Elite, s/n EL21481 [Loc. Packaging 1, Lab]
125 | Biotechnologies & Agriculture | Terrance Jacobs | tjacobs@managingyourassets.com | 905-660-1367 | Lac Ste. Anne, Alberta | Hettich centrifuge, mod. Mikro 220, s/n 0000273-08, 18000 rpm [Loc. Packaging 1, Lab]
126 | Biotechnologies & Agriculture | Terrance Jacobs | tjacobs@managingyourassets.com | 905-660-1367 | Lac Ste. Anne, Alberta | Veolia water purifier, mod. Elga, s/n CRS00003372 (2017) c/w filters [Loc. Packaging 1, Lab]
127 | Biotechnologies & Agriculture | Terrance Jacobs | tjacobs@managingyourassets.com | 905-660-1367 | Lac Ste. Anne, Alberta | Thermo Sci. peristaltic pump, mod. MasterFlex P/S, s/n 1400-1620, 0.1 hp [Loc. Packaging 1, Lab]
128 | Biotechnologies & Agriculture | Terrance Jacobs | tjacobs@managingyourassets.com | 905-660-1367 | Lac Ste. Anne, Alberta | Thermo Sci. hot plate/stirrer, mod. Cimarec Plus [Loc. Packaging 1, Lab]
129 | Biotechnologies & Agriculture | Terrance Jacobs | tjacobs@managingyourassets.com | 905-660-1367 | Lac Ste. Anne, Alberta | Thermo Sci. hot plate/stirrer, mod. Cimarec Plus [Loc. Packaging 1, Lab]
130 | Biotechnologies & Agriculture | Terrance Jacobs | tjacobs@managingyourassets.com | 905-660-1367 | Lac Ste. Anne, Alberta | Thermo Sci. hot plate/stirrer, mod. Cimarec Plus [Loc. Packaging 1, Lab]
131 | Biotechnologies & Agriculture | Terrance Jacobs | tjacobs@managingyourassets.com | 905-660-1367 | Lac Ste. Anne, Alberta | VWR vortex mixer [Loc. Packaging 1, Lab]
132 | Biotechnologies & Agriculture | Terrance Jacobs | tjacobs@managingyourassets.com | 905-660-1367 | Lac Ste. Anne, Alberta | JoresTech high viscosity piston filler, mod. E-FP-100-D, s/n FP1246D4003, s/s [Loc. Packaging 1, Lab]
133 | Biotechnologies & Agriculture | Terrance Jacobs | tjacobs@managingyourassets.com | 905-660-1367 | Lac Ste. Anne, Alberta | JoresTech continuous band sealer, mod. E-CBS-730D, s/n 1111220096369, (2020), 16 m/min., 0.6 kW, s/s c/w s/s cart [Loc. Packaging 1, Lab]
134 | Biotechnologies & Agriculture | Terrance Jacobs | tjacobs@managingyourassets.com | 905-660-1367 | Lac Ste. Anne, Alberta | PacSan Rafael.CA vacuum sealer, 1/4 hp, s/s [Loc. Packaging 1, Lab]
134A | Biotechnologies & Agriculture | Terrance Jacobs | tjacobs@managingyourassets.com | 905-660-1367 | Lac Ste. Anne, Alberta | ATG filler, mod. ATT600, s/n 1191170F01-S, s/s c/w accessories [Loc. Warehouse]
134B | Biotechnologies & Agriculture | Terrance Jacobs | tjacobs@managingyourassets.com | 905-660-1367 | Lac Ste. Anne, Alberta | ATG labeller, mod. A2R1000, s/n 11885701-4, s/s [Loc. Warehouse]
134C | Biotechnologies & Agriculture | Terrance Jacobs | tjacobs@managingyourassets.com | 905-660-1367 | Lac Ste. Anne, Alberta | Impak nozzle vacuum sealer, mod. EVS450DHG, s/n 109855 [Loc. Warehouse]
134D | Biotechnologies & Agriculture | Terrance Jacobs | tjacobs@managingyourassets.com | 905-660-1367 | Lac Ste. Anne, Alberta | <p>Weston vacuum sealer, mod. PRO-2600 [Loc. Warehouse]</p>
134E | Biotechnologies & Agriculture | Terrance Jacobs | tjacobs@managingyourassets.com | 905-660-1367 | Lac Ste. Anne, Alberta | ATG accumulation table, mod. ATT600, s/n 119471F04-2, s/s [Loc. Warehouse]
134F | Biotechnologies & Agriculture | Terrance Jacobs | tjacobs@managingyourassets.com | 905-660-1367 | Lac Ste. Anne, Alberta | VWR waterbath, mod. WBE20 [Loc. Warehouse]
134G | Biotechnologies & Agriculture | Terrance Jacobs | tjacobs@managingyourassets.com | 905-660-1367 | Lac Ste. Anne, Alberta | Labconco Purifier clean bench, s/n 180760982 [Loc. Warehouse]
134H | Biotechnologies & Agriculture | Terrance Jacobs | tjacobs@managingyourassets.com | 905-660-1367 | Lac Ste. Anne, Alberta | misc. Uline wide-mouth jars NEW [Loc. Warehouse]
135 | Biotechnologies & Agriculture | Terrance Jacobs | tjacobs@managingyourassets.com | 905-660-1367 | Lac Ste. Anne, Alberta | Mettler Toledo moisture analyzer, mod. HC103/03, s/n B836363659, 101 g cap. [Loc. Packaging 1, Lab]
136 | Biotechnologies & Agriculture | Terrance Jacobs | tjacobs@managingyourassets.com | 905-660-1367 | Lac Ste. Anne, Alberta | Mettler Toledo balance, mod. MS303TS/A00, s/n B843663132, 320 g - 20 mg cap. [Loc. Packaging 1, Lab]
137 | Biotechnologies & Agriculture | Terrance Jacobs | tjacobs@managingyourassets.com | 905-660-1367 | Lac Ste. Anne, Alberta | Mettler Toledo balance, mod. MS6002TSDR/00, s/n B903121044, 6200 g cap. [Loc. Packaging 1, Lab]
137A | Biotechnologies & Agriculture | Terrance Jacobs | tjacobs@managingyourassets.com | 905-660-1367 | Lac Ste. Anne, Alberta | Mettler Toledo balance, mod. MS6002TS/A00, 6200 g cap. [Loc. Packaging 1, Lab]
138 | Biotechnologies & Agriculture | Terrance Jacobs | tjacobs@managingyourassets.com | 905-660-1367 | Lac Ste. Anne, Alberta | Ohaus Defender 3000 digital scale, mod. T32P, 16.5 in. x 21.5 in. platform, 50 kg cap. [Loc. Packaging 1, Lab]
139 | Biotechnologies & Agriculture | Terrance Jacobs | tjacobs@managingyourassets.com | 905-660-1367 | Lac Ste. Anne, Alberta | Ohaus Defender 3000 digital scale, mod. T32P, 16.5 in. x 21.5 in. platform, 50 kg cap. [Loc. Packaging 1, Lab]
140 | Biotechnologies & Agriculture | Terrance Jacobs | tjacobs@managingyourassets.com | 905-660-1367 | Lac Ste. Anne, Alberta | Ohaus Defender 3000 digital scale, mod. T32P, 16.5 in. x 21.5 in. platform, 50 kg cap. [Loc. Packaging 1, Lab]
141 | Biotechnologies & Agriculture | Terrance Jacobs | tjacobs@managingyourassets.com | 905-660-1367 | Lac Ste. Anne, Alberta | Ohaus Ranger 7000 digital scale, mod. R71MD60, 12 in. x 14.5 in. platform, 60 kg cap. [Loc. Packaging 1, Lab]
142 | Biotechnologies & Agriculture | Terrance Jacobs | tjacobs@managingyourassets.com | 905-660-1367 | Lac Ste. Anne, Alberta | Ohaus Valour 7000 digital scale, mod. V71P6T, 9 in. x 11 in. platform, 6000 g cap. [Loc. Packaging 1, Lab]
143 | Biotechnologies & Agriculture | Terrance Jacobs | tjacobs@managingyourassets.com | 905-660-1367 | Lac Ste. Anne, Alberta | Ohaus Valour 7000 digital scale, mod. V71P6T, 9 in. x 11 in. platform, 6000 g cap. [Loc. Packaging 1, Lab]
144 | Biotechnologies & Agriculture | Terrance Jacobs | tjacobs@managingyourassets.com | 905-660-1367 | Lac Ste. Anne, Alberta | Ohaus Valour 7000 digital scale, mod. V71P6T, 9 in. x 11 in. platform, 6000 g cap. [Loc. Packaging 1, Lab]
145 | Biotechnologies & Agriculture | Terrance Jacobs | tjacobs@managingyourassets.com | 905-660-1367 | Lac Ste. Anne, Alberta | Ohaus Scout digital scale, mod. SJX1502N/E, 5.5 in. x 5 in. platform, 1500 g cap. [Loc. Packaging 1, Lab]
146 | Biotechnologies & Agriculture | Terrance Jacobs | tjacobs@managingyourassets.com | 905-660-1367 | Lac Ste. Anne, Alberta | Ohaus Scout digital scale, mod. SJX1502N/E, 5.5 in. x 5 in. platform, 1500 g cap. [Loc. Packaging 1, Lab]
147 | Biotechnologies & Agriculture | Terrance Jacobs | tjacobs@managingyourassets.com | 905-660-1367 | Lac Ste. Anne, Alberta | Ohaus Scout digital scale, mod. SJX1502N/E, 5.5 in. x 5 in. platform, 1500 g cap. [Loc. Packaging 1, Lab]
148 | Biotechnologies & Agriculture | Terrance Jacobs | tjacobs@managingyourassets.com | 905-660-1367 | Lac Ste. Anne, Alberta | Ohaus Scout digital scale, mod. SJX1502N/E, 5.5 in. x 5 in. platform, 1500 g cap. [Loc. Packaging 1, Lab]
149 | Biotechnologies & Agriculture | Terrance Jacobs | tjacobs@managingyourassets.com | 905-660-1367 | Lac Ste. Anne, Alberta | Ohaus Scout digital scale, mod. SJX1502N/E, 5.5 in. x 5 in. platform, 1500 g cap. [Loc. Packaging 1, Lab]
150 | Biotechnologies & Agriculture | Terrance Jacobs | tjacobs@managingyourassets.com | 905-660-1367 | Lac Ste. Anne, Alberta | Ohaus Scout digital scale, mod. SJX1502N/E, 5.5 in. x 5 in. platform, 1500 g cap. [Loc. Packaging 1, Lab]
151 | Biotechnologies & Agriculture | Terrance Jacobs | tjacobs@managingyourassets.com | 905-660-1367 | Lac Ste. Anne, Alberta | Ohaus Scout digital scale, mod. SJX1502N/E (missing platform) 1500 g cap. [Loc. Packaging 1, Lab]
152 | Biotechnologies & Agriculture | Terrance Jacobs | tjacobs@managingyourassets.com | 905-660-1367 | Lac Ste. Anne, Alberta | Ohaus Scout digital scale, mod. SPX422, 4.75 in. dia. platform, 420 g cap. [Loc. Packaging 1, Lab]
153 | Biotechnologies & Agriculture | Terrance Jacobs | tjacobs@managingyourassets.com | 905-660-1367 | Lac Ste. Anne, Alberta | Ohaus Scout digital scale, mod. SPX422, 4.75 in. dia. platform, 420 g cap. [Loc. Packaging 1, Lab]
154 | Biotechnologies & Agriculture | Terrance Jacobs | tjacobs@managingyourassets.com | 905-660-1367 | Lac Ste. Anne, Alberta | Ohaus Compass digital scale, mod. CX221, 5 in x 6 in. platform, 420 g cap. [Loc. Packaging 1, Lab]
154A | Biotechnologies & Agriculture | Terrance Jacobs | tjacobs@managingyourassets.com | 905-660-1367 | Lac Ste. Anne, Alberta | Ohaus impact printer, mod. SF40A NEW [Loc. Packaging 1, Lab]
154B | Biotechnologies & Agriculture | Terrance Jacobs | tjacobs@managingyourassets.com | 905-660-1367 | Lac Ste. Anne, Alberta | Ohaus impact printer, mod. SF40A NEW [Loc. Packaging 1, Lab]
154C | Biotechnologies & Agriculture | Terrance Jacobs | tjacobs@managingyourassets.com | 905-660-1367 | Lac Ste. Anne, Alberta | Ohaus impact printer, mod. SF40A NEW [Loc. Packaging 1, Lab]
154D | Biotechnologies & Agriculture | Terrance Jacobs | tjacobs@managingyourassets.com | 905-660-1367 | Lac Ste. Anne, Alberta | Ohaus impact printer, mod. SF40A NEW [Loc. Packaging 1, Lab]
154E | Biotechnologies & Agriculture | Terrance Jacobs | tjacobs@managingyourassets.com | 905-660-1367 | Lac Ste. Anne, Alberta | Ohaus Scout RS232 interface cables [Loc. Packaging 1, Lab]
155 | Biotechnologies & Agriculture | Terrance Jacobs | tjacobs@managingyourassets.com | 905-660-1367 | Lac Ste. Anne, Alberta | Mettler Toledo digital scale, mod. BC (2019), 12 in x 14 in. platform, 60 g cap. [Loc. Packaging 1, Lab]
156 | Biotechnologies & Agriculture | Terrance Jacobs | tjacobs@managingyourassets.com | 905-660-1367 | Lac Ste. Anne, Alberta | RubberMaid digital scale, mod. 4040-88, 12 in x 12 in. platform [Loc. Packaging 1, Lab]
157 | Biotechnologies & Agriculture | Terrance Jacobs | tjacobs@managingyourassets.com | 905-660-1367 | Lac Ste. Anne, Alberta | RubberMaid digital scale, mod. 4040-88, 12 in x 12 in. platform [Loc. Packaging 1, Lab]
158 | Biotechnologies & Agriculture | Terrance Jacobs | tjacobs@managingyourassets.com | 905-660-1367 | Lac Ste. Anne, Alberta | Troemner calibration weight set incl.: 5 kg, 500 g and 20 g weights [Loc. Packaging 1, Lab]
159 | Biotechnologies & Agriculture | Terrance Jacobs | tjacobs@managingyourassets.com | 905-660-1367 | Lac Ste. Anne, Alberta | Troemner calibration weight set incl.: 5 kg, 500 g and 20 g weights [Loc. Packaging 1, Lab]
160 | Biotechnologies & Agriculture | Terrance Jacobs | tjacobs@managingyourassets.com | 905-660-1367 | Lac Ste. Anne, Alberta | Troemner calibration weight set incl.: 5 kg, 500 g and 20 g weights [Loc. Packaging 1, Lab]
161 | Biotechnologies & Agriculture | Terrance Jacobs | tjacobs@managingyourassets.com | 905-660-1367 | Lac Ste. Anne, Alberta | Troemner calibration weight set incl.: 5 kg, 500 g and 20 g weights [Loc. Packaging 1, Lab]
162 | Biotechnologies & Agriculture | Terrance Jacobs | tjacobs@managingyourassets.com | 905-660-1367 | Lac Ste. Anne, Alberta | Troemner calibration weight set incl.: 5 kg, 500 g and 20 g weights [Loc. Packaging 1, Lab]
163 | Biotechnologies & Agriculture | Terrance Jacobs | tjacobs@managingyourassets.com | 905-660-1367 | Lac Ste. Anne, Alberta | Troemner calibration weight set incl.: 5 kg, 500 g and 20 g weights [Loc. Packaging 1, Lab]
164 | Biotechnologies & Agriculture | Terrance Jacobs | tjacobs@managingyourassets.com | 905-660-1367 | Lac Ste. Anne, Alberta | Troemner calibration weight No. 5, density 7.85g/ cm3 [Loc. Packaging 1, Lab]
165 | Biotechnologies & Agriculture | Terrance Jacobs | tjacobs@managingyourassets.com | 905-660-1367 | Lac Ste. Anne, Alberta | Troemner calibration weight, density 7.85g/ cm3 [Loc. Packaging 1, Lab]
166 | Biotechnologies & Agriculture | Terrance Jacobs | tjacobs@managingyourassets.com | 905-660-1367 | Lac Ste. Anne, Alberta | Troemner calibration weight, density 7.85g/ cm3 [Loc. Packaging 1, Lab]
167 | Biotechnologies & Agriculture | Terrance Jacobs | tjacobs@managingyourassets.com | 905-660-1367 | Lac Ste. Anne, Alberta | misc. Troemner calibration weights [Loc. Packaging 1, Lab]
168 | Biotechnologies & Agriculture | Terrance Jacobs | tjacobs@managingyourassets.com | 905-660-1367 | Lac Ste. Anne, Alberta | Transcat calibration weight, 5 kg [Loc. Packaging 1, Lab]
169 | Biotechnologies & Agriculture | Terrance Jacobs | tjacobs@managingyourassets.com | 905-660-1367 | Lac Ste. Anne, Alberta | Troemner calibration weight set incl.: 1 kg, 500 g, 200 g, 100g, 100 g, 50 g, 20 g, 10 g, 10 g, 5 g, 2 g, 2 g, 1 g weights [Loc. Packaging 1, Lab]
170 | Biotechnologies & Agriculture | Terrance Jacobs | tjacobs@managingyourassets.com | 905-660-1367 | Lac Ste. Anne, Alberta | calibration weight set incl.: 100 g, 50 g, 20 g, 20 g, 8 g, 2 g, 2 g, 1 g weights [Loc. Packaging 1, Lab]
171 | Biotechnologies & Agriculture | Terrance Jacobs | tjacobs@managingyourassets.com | 905-660-1367 | Lac Ste. Anne, Alberta | calibration weight set incl.: 100 g, 50 g, 20 g, 20 g, 8 g, 2 g, 2 g, 1 g weights [Loc. Packaging 1, Lab]
172 | Biotechnologies & Agriculture | Terrance Jacobs | tjacobs@managingyourassets.com | 905-660-1367 | Lac Ste. Anne, Alberta | (3) Ohaus calibration weights, 200 g ea. [Loc. Packaging 1, Lab]
173 | Biotechnologies & Agriculture | Terrance Jacobs | tjacobs@managingyourassets.com | 905-660-1367 | Lac Ste. Anne, Alberta | (2) calibration weights, 20 kg ea. [Loc. Packaging 1, Lab]
174 | Biotechnologies & Agriculture | Terrance Jacobs | tjacobs@managingyourassets.com | 905-660-1367 | Lac Ste. Anne, Alberta | Celestron handheld digital microscope [Loc. Packaging 1, Lab]
175 | Biotechnologies & Agriculture | Terrance Jacobs | tjacobs@managingyourassets.com | 905-660-1367 | Lac Ste. Anne, Alberta | Perkin Elmer electronic crimper, 20 mm c/w manual crimper [Loc. Packaging 1, Lab]
176 | Biotechnologies & Agriculture | Terrance Jacobs | tjacobs@managingyourassets.com | 905-660-1367 | Lac Ste. Anne, Alberta | Fifty Shot semi-automatic cartridge filler [Loc. Packaging 1, Lab]
177 | Biotechnologies & Agriculture | Terrance Jacobs | tjacobs@managingyourassets.com | 905-660-1367 | Lac Ste. Anne, Alberta | (3) pipettes, incl.: Eppendorf 10 ul, Eppendorf 200 ul, Fisher 100-1000 ul c/w stand [Loc. Packaging 1, Lab]
178 | Biotechnologies & Agriculture | Terrance Jacobs | tjacobs@managingyourassets.com | 905-660-1367 | Lac Ste. Anne, Alberta | TDL volatile water activity meter, mod. AquaLab, s/n TDL14014 [Loc. Packaging 1, Lab]
179 | Biotechnologies & Agriculture | Terrance Jacobs | tjacobs@managingyourassets.com | 905-660-1367 | Lac Ste. Anne, Alberta | Vevor digital ultrasonic cleaner, mod. JPS-30A, 6.5 L cap. [Loc. Packaging 1, Lab]
179A | Biotechnologies & Agriculture | Terrance Jacobs | tjacobs@managingyourassets.com | 905-660-1367 | Lac Ste. Anne, Alberta | Vevor digital ultrasonic cleaner, mod. JPS-30A, 6.5 L cap. NEW [Loc. Packaging 1, Lab]
180 | Biotechnologies & Agriculture | Terrance Jacobs | tjacobs@managingyourassets.com | 905-660-1367 | Lac Ste. Anne, Alberta | FoodSaver vacuum sealer c/w Royal Sovereign vacuum sealer and heat seal rolls [Loc. Packaging 1, Lab]
181 | Biotechnologies & Agriculture | Terrance Jacobs | tjacobs@managingyourassets.com | 905-660-1367 | Lac Ste. Anne, Alberta | misc. lab perishables [Loc. Packaging 1, Lab]
182 | Biotechnologies & Agriculture | Terrance Jacobs | tjacobs@managingyourassets.com | 905-660-1367 | Lac Ste. Anne, Alberta | Danby chest freezer, mod. DCF051A3WDD (2020), 5.1 cu. ft. w/ digital controls and fast-freeze feature [Loc. Packaging 1, Lab]
183 | Biotechnologies & Agriculture | Terrance Jacobs | tjacobs@managingyourassets.com | 905-660-1367 | Lac Ste. Anne, Alberta | Costway mini fridge/freezer [Loc. Packaging 1, Lab]
184 | Biotechnologies & Agriculture | Terrance Jacobs | tjacobs@managingyourassets.com | 905-660-1367 | Lac Ste. Anne, Alberta | Labconco Steam Scrubber glass washer [Loc. Packaging 1, Lab]
185 | Biotechnologies & Agriculture | Terrance Jacobs | tjacobs@managingyourassets.com | 905-660-1367 | Lac Ste. Anne, Alberta | Labconco Steam Scrubber glass washer [Loc. Packaging 1, Lab]
186 | Biotechnologies & Agriculture | Terrance Jacobs | tjacobs@managingyourassets.com | 905-660-1367 | Lac Ste. Anne, Alberta | Labconco Flask Scrubber glass washer [Loc. Packaging 2, Lab]
187 | Biotechnologies & Agriculture | Terrance Jacobs | tjacobs@managingyourassets.com | 905-660-1367 | Lac Ste. Anne, Alberta | Cvault airtight s/s storage container, 20 in. dia. x 12 in. [Loc. Extraction, Lab]
188 | Biotechnologies & Agriculture | Terrance Jacobs | tjacobs@managingyourassets.com | 905-660-1367 | Lac Ste. Anne, Alberta | Cvault airtight s/s storage container, 20 in. dia. x 12 in. [Loc. Extraction, Lab]
189 | Biotechnologies & Agriculture | Terrance Jacobs | tjacobs@managingyourassets.com | 905-660-1367 | Lac Ste. Anne, Alberta | Cvault airtight s/s storage container, 20 in. dia. x 12 in. [Loc. Extraction, Lab]
190 | Biotechnologies & Agriculture | Terrance Jacobs | tjacobs@managingyourassets.com | 905-660-1367 | Lac Ste. Anne, Alberta | Cvault airtight s/s storage container, 20 in. dia. x 12 in. [Loc. Extraction, Lab]
191 | Biotechnologies & Agriculture | Terrance Jacobs | tjacobs@managingyourassets.com | 905-660-1367 | Lac Ste. Anne, Alberta | Cvault airtight s/s storage container, 20 in. dia. x 12 in. [Loc. Extraction, Lab]
192 | Biotechnologies & Agriculture | Terrance Jacobs | tjacobs@managingyourassets.com | 905-660-1367 | Lac Ste. Anne, Alberta | (2) Onyx airtight s/s storage container, 20 L cap. [Loc. Processing 1, Lab]
193 | Biotechnologies & Agriculture | Terrance Jacobs | tjacobs@managingyourassets.com | 905-660-1367 | Lac Ste. Anne, Alberta | (2) Onyx airtight s/s storage container, 20 L cap. [Loc. Processing 1, Lab]
194 | Biotechnologies & Agriculture | Terrance Jacobs | tjacobs@managingyourassets.com | 905-660-1367 | Lac Ste. Anne, Alberta | (2) Onyx airtight s/s storage container, 20 L cap. [Loc. Processing 1, Lab]
195 | Biotechnologies & Agriculture | Terrance Jacobs | tjacobs@managingyourassets.com | 905-660-1367 | Lac Ste. Anne, Alberta | (2) Onyx airtight s/s storage container, 20 L cap. [Loc. Processing 1, Lab]
196 | Biotechnologies & Agriculture | Terrance Jacobs | tjacobs@managingyourassets.com | 905-660-1367 | Lac Ste. Anne, Alberta | (2) Onyx airtight s/s storage container, 20 L cap. [Loc. Processing 1, Lab]
197 | Biotechnologies & Agriculture | Terrance Jacobs | tjacobs@managingyourassets.com | 905-660-1367 | Lac Ste. Anne, Alberta | (2) Onyx airtight s/s storage container, 20 L cap. [Loc. Processing 1, Lab]
198 | Biotechnologies & Agriculture | Terrance Jacobs | tjacobs@managingyourassets.com | 905-660-1367 | Lac Ste. Anne, Alberta | (2) Onyx airtight s/s storage container, 20 L cap. [Loc. Processing 1, Lab]
199 | Biotechnologies & Agriculture | Terrance Jacobs | tjacobs@managingyourassets.com | 905-660-1367 | Lac Ste. Anne, Alberta | (2) Onyx airtight s/s storage container, 20 L cap. [Loc. Processing 1, Lab]
200 | Biotechnologies & Agriculture | Terrance Jacobs | tjacobs@managingyourassets.com | 905-660-1367 | Lac Ste. Anne, Alberta | (2) Onyx airtight s/s storage container, 20 L cap. [Loc. Processing 1, Lab]
200A | Biotechnologies & Agriculture | Terrance Jacobs | tjacobs@managingyourassets.com | 905-660-1367 | Lac Ste. Anne, Alberta | (2) Onyx airtight s/s storage container, 20 L cap. [Loc. Processing 1, Lab]
200B | Biotechnologies & Agriculture | Terrance Jacobs | tjacobs@managingyourassets.com | 905-660-1367 | Lac Ste. Anne, Alberta | (2) Onyx airtight s/s storage container, 20 L cap. [Loc. Processing 1, Lab]
200C | Biotechnologies & Agriculture | Terrance Jacobs | tjacobs@managingyourassets.com | 905-660-1367 | Lac Ste. Anne, Alberta | (140) Onyx airtight s/s storage container, 6 L cap. NEW [Loc. Warehouse]
201 | Biotechnologies & Agriculture | Terrance Jacobs | tjacobs@managingyourassets.com | 905-660-1367 | Lac Ste. Anne, Alberta | (5) Onyx airtight s/s storage container, 6 L cap. [Loc. Processing 1, Lab]
202 | Biotechnologies & Agriculture | Terrance Jacobs | tjacobs@managingyourassets.com | 905-660-1367 | Lac Ste. Anne, Alberta | (5) Onyx airtight s/s storage container, 6 L cap. [Loc. Processing 1, Lab]
203 | Biotechnologies & Agriculture | Terrance Jacobs | tjacobs@managingyourassets.com | 905-660-1367 | Lac Ste. Anne, Alberta | (5) Onyx airtight s/s storage container, 6 L cap. [Loc. Processing 1, Lab]
204 | Biotechnologies & Agriculture | Terrance Jacobs | tjacobs@managingyourassets.com | 905-660-1367 | Lac Ste. Anne, Alberta | (5) Onyx airtight s/s storage container, 6 L cap. [Loc. Processing 1, Lab]
205 | Biotechnologies & Agriculture | Terrance Jacobs | tjacobs@managingyourassets.com | 905-660-1367 | Lac Ste. Anne, Alberta | (5) Onyx airtight s/s storage container, 6 L cap. [Loc. Processing 1, Lab]
206 | Biotechnologies & Agriculture | Terrance Jacobs | tjacobs@managingyourassets.com | 905-660-1367 | Lac Ste. Anne, Alberta | (5) Onyx airtight s/s storage container, 2 L cap. [Loc. Processing 1, Lab]
207 | Biotechnologies & Agriculture | Terrance Jacobs | tjacobs@managingyourassets.com | 905-660-1367 | Lac Ste. Anne, Alberta | (5) Onyx airtight s/s storage container, 2 L cap. [Loc. Processing 1, Lab]
208 | Biotechnologies & Agriculture | Terrance Jacobs | tjacobs@managingyourassets.com | 905-660-1367 | Lac Ste. Anne, Alberta | (5) Onyx airtight s/s storage container, 2 L cap. [Loc. Processing 1, Lab]
209 | Biotechnologies & Agriculture | Terrance Jacobs | tjacobs@managingyourassets.com | 905-660-1367 | Lac Ste. Anne, Alberta | (5) Onyx airtight s/s storage container, 2 L cap. [Loc. Processing 1, Lab]
210 | Biotechnologies & Agriculture | Terrance Jacobs | tjacobs@managingyourassets.com | 905-660-1367 | Lac Ste. Anne, Alberta | misc. Onyx airtight s/s storage containers [Loc. Processing 1, Lab]
211 | Biotechnologies & Agriculture | Terrance Jacobs | tjacobs@managingyourassets.com | 905-660-1367 | Lac Ste. Anne, Alberta | Fritsch s/s pot, 15 in. dia. x 10 in. [Loc. Processing 1, Lab]
212 | Biotechnologies & Agriculture | Terrance Jacobs | tjacobs@managingyourassets.com | 905-660-1367 | Lac Ste. Anne, Alberta | s/s pot, 12 in. dia. X 13 in. w/ pressure gauge [Loc. Processing 1, Lab]
213 | Biotechnologies & Agriculture | Terrance Jacobs | tjacobs@managingyourassets.com | 905-660-1367 | Lac Ste. Anne, Alberta | Menceware spigot, 18 in. dia. x 12 in. [Loc. Processing 1, Lab]
214 | Biotechnologies & Agriculture | Terrance Jacobs | tjacobs@managingyourassets.com | 905-660-1367 | Lac Ste. Anne, Alberta | (3) Fisher Brand s/s sieves, No.s 5, 10 and 18 c/w (3) Dry Sift Now sieves [Loc. Extraction, Lab]
215 | Biotechnologies & Agriculture | Terrance Jacobs | tjacobs@managingyourassets.com | 905-660-1367 | Lac Ste. Anne, Alberta | VacuuBrand vacuum pump, mod. ME1C (2018) [Loc. Processing 1, Lab]
216 | Biotechnologies & Agriculture | Terrance Jacobs | tjacobs@managingyourassets.com | 905-660-1367 | Lac Ste. Anne, Alberta | (2) Lablight LED lamps, mod. LL-39. 3 ft. ea. [Loc. Processing 1, Lab]
217 | Biotechnologies & Agriculture | Terrance Jacobs | tjacobs@managingyourassets.com | 905-660-1367 | Lac Ste. Anne, Alberta | Rolair air compressor, mod. JC20, 3 gal./150 psi cap. [Loc. Processing 1, Lab]
218 | Biotechnologies & Agriculture | Terrance Jacobs | tjacobs@managingyourassets.com | 905-660-1367 | Lac Ste. Anne, Alberta | lab jacks and lab stand c/w misc. clamps, etc. [Loc. Processing 1, Lab]
218A | Biotechnologies & Agriculture | Terrance Jacobs | tjacobs@managingyourassets.com | 905-660-1367 | Lac Ste. Anne, Alberta | (5) Uline H-1069 crimpers, etc. [Loc. Processing 1, Lab]
219 | Biotechnologies & Agriculture | Terrance Jacobs | tjacobs@managingyourassets.com | 905-660-1367 | Lac Ste. Anne, Alberta | (4) glass jars [Loc. Processing 1, Lab]
220 | Biotechnologies & Agriculture | Terrance Jacobs | tjacobs@managingyourassets.com | 905-660-1367 | Lac Ste. Anne, Alberta | (10) glass beakers [Loc. Processing 1, Lab]
221 | Biotechnologies & Agriculture | Terrance Jacobs | tjacobs@managingyourassets.com | 905-660-1367 | Lac Ste. Anne, Alberta | misc. glass jars [Loc. Processing 1, Lab]
222 | Biotechnologies & Agriculture | Terrance Jacobs | tjacobs@managingyourassets.com | 905-660-1367 | Lac Ste. Anne, Alberta | (10) plastic containers, 12 qt. ea. [Loc. Processing 1, Lab]
223 | Biotechnologies & Agriculture | Terrance Jacobs | tjacobs@managingyourassets.com | 905-660-1367 | Lac Ste. Anne, Alberta | misc. s/s containers, etc. [Loc. Processing 1, Lab]
224 | Biotechnologies & Agriculture | Terrance Jacobs | tjacobs@managingyourassets.com | 905-660-1367 | Lac Ste. Anne, Alberta | Eden Labs Cannabis extraction system, s/n 0261, incl.: Eden Labs s/s accumulator c/w Graco E-FLODC 4-ball electric circulation pump and Eden Labs (2) s/s extraction separators c/w (2) Taco Comfort VT2218 00E Series ECM high efficiency circulators and Tekmar 304P 4-zone switching relay and Eden Labs (2) s/s extraction manifolds c/w Mini-Star electric boiler, mod. 20MSE, 68240 BTUH and Axiom MF200 hydronic feeder c/w misc. spare parts and tools for Eden Labs extraction system [Loc. Extraction, Lab]
225 | Biotechnologies & Agriculture | Terrance Jacobs | tjacobs@managingyourassets.com | 905-660-1367 | Lac Ste. Anne, Alberta | Sasquash 2.5 hydraulic rosin press, 25-ton c/w Enerpac Turbo II hydraulic pump [Loc. Extraction, Lab]
226 | Biotechnologies & Agriculture | Terrance Jacobs | tjacobs@managingyourassets.com | 905-660-1367 | Lac Ste. Anne, Alberta | Mobius CannBucker hemp debudder and bucking machine, mod. MBX, s/n 000018132, s/s [Loc. Extraction, Lab]
227 | Biotechnologies & Agriculture | Terrance Jacobs | tjacobs@managingyourassets.com | 905-660-1367 | Lac Ste. Anne, Alberta | Fritsch cutting mill, mod. Pulverisette19, s/n 19213999952, s/s (2018) [Loc. Warehouse]
228 | Biotechnologies & Agriculture | Terrance Jacobs | tjacobs@managingyourassets.com | 905-660-1367 | Lac Ste. Anne, Alberta | Schute hammer mill, mod. Kannamill, s/n S19-08-028, 0.75 hp [Loc. Extraction, Lab]
229 | Biotechnologies & Agriculture | Terrance Jacobs | tjacobs@managingyourassets.com | 905-660-1367 | Lac Ste. Anne, Alberta | Canntech Services cannabis waste shredder, mod. Destrectocann, s/n DCI8006, 2.2 kW [Loc. Shipping/Receiving]
230 | Biotechnologies & Agriculture | Terrance Jacobs | tjacobs@managingyourassets.com | 905-660-1367 | Lac Ste. Anne, Alberta | Adanac vault door, mod. WP13822, s/n MM70-20171003-11351 (subject to confirmation) [Loc. Non-Cannibis Storage/Vestibule]
231 | Biotechnologies & Agriculture | Terrance Jacobs | tjacobs@managingyourassets.com | 905-660-1367 | Lac Ste. Anne, Alberta | Argus control panel: Irrigation [Loc. Irrigation Rm]
232 | Biotechnologies & Agriculture | Terrance Jacobs | tjacobs@managingyourassets.com | 905-660-1367 | Lac Ste. Anne, Alberta | Argus control panel: Access Point [Loc. Irrigation Rm]
233 | Biotechnologies & Agriculture | Terrance Jacobs | tjacobs@managingyourassets.com | 905-660-1367 | Lac Ste. Anne, Alberta | Argus control panel: TCNT-Titan Controller [Loc. Irrigation Rm]
234 | Biotechnologies & Agriculture | Terrance Jacobs | tjacobs@managingyourassets.com | 905-660-1367 | Lac Ste. Anne, Alberta | Argus control panels: NUT-NUT1-01 and NUT-NUT1-PUMP-01 w/ base injection module and acid injection module c/w Ebara centrifugal pump, mod. CDU120/5NB, 3 hp, s/s, skid mounted on casters [Loc. Irrigation Rm]
235 | Biotechnologies & Agriculture | Terrance Jacobs | tjacobs@managingyourassets.com | 905-660-1367 | Lac Ste. Anne, Alberta | Axeon reverse osmosis system No. 1, mod. R1-5140, s/n 106528, 4.6 FLA, skid mounter [Loc. Irrigation Rm]
236 | Biotechnologies & Agriculture | Terrance Jacobs | tjacobs@managingyourassets.com | 905-660-1367 | Lac Ste. Anne, Alberta | Axeon reverse osmosis system No. 2, mod. R1-5140, s/n 106529, 4.6 FLA, skid mounter [Loc. Irrigation Rm]
237 | Biotechnologies & Agriculture | Terrance Jacobs | tjacobs@managingyourassets.com | 905-660-1367 | Lac Ste. Anne, Alberta | recirculating loop pump control panel c/w Viqua VP600M UV filter, 30 gpm and (2) Grundfos centrifugal pumps, mod. A-0175684431-P2-1812, 2.3 hp, skid mounter [Loc. Irrigation Rm]
238 | Biotechnologies & Agriculture | Terrance Jacobs | tjacobs@managingyourassets.com | 905-660-1367 | Lac Ste. Anne, Alberta | control panel, PUMP CONT. PNL-ARUS SYST. c/w Viqua VP600M UV filter, 30 gpm and (2) Grundfos centrifugal pumps, mod. MLE90C2-CM52A-A, skid mounter [Loc. Irrigation Rm]
239 | Biotechnologies & Agriculture | Terrance Jacobs | tjacobs@managingyourassets.com | 905-660-1367 | Lac Ste. Anne, Alberta | Grundfos centrifugal pump, mod. MLE90C2-CM52A-A NEW [Loc. Irrigation Rm]
240 | Biotechnologies & Agriculture | Terrance Jacobs | tjacobs@managingyourassets.com | 905-660-1367 | Lac Ste. Anne, Alberta | Keltech control panel, mod. C2N-363/480D-GF-LK [Loc. Irrigation Rm]
241 | Biotechnologies & Agriculture | Terrance Jacobs | tjacobs@managingyourassets.com | 905-660-1367 | Lac Ste. Anne, Alberta | (2) Grundfos centrifugal pumps, mod. JBPS1610187, 2 hp, 21 gpm c/w control panels [Loc. Irrigation Rm]
242 | Biotechnologies & Agriculture | Terrance Jacobs | tjacobs@managingyourassets.com | 905-660-1367 | Lac Ste. Anne, Alberta | Clerion water treatment system w/ Viqua Pro20 UV filter, (2)Pentair Enpress 842UF filters and (3) RO-60-PEV24PSI filters [Loc. Irrigation Rm]
243 | Biotechnologies & Agriculture | Terrance Jacobs | tjacobs@managingyourassets.com | 905-660-1367 | Lac Ste. Anne, Alberta | water treatment system, incl.: carbon filter and (2) soft filters w/ valves, (2) salt filters and FlexLite tank
243A | Biotechnologies & Agriculture | Terrance Jacobs | tjacobs@managingyourassets.com | 905-660-1367 | Lac Ste. Anne, Alberta | ProFlex2 hydronic expansion tank, mod. SHXT40, 20 gal. [Loc. Warehouse]
243B | Biotechnologies & Agriculture | Terrance Jacobs | tjacobs@managingyourassets.com | 905-660-1367 | Lac Ste. Anne, Alberta | (2) ProLite SS pre-charged hydro-pneumatic tanks, mod. CSS35, 35 gal. ea. [Loc. Warehouse]
243C | Biotechnologies & Agriculture | Terrance Jacobs | tjacobs@managingyourassets.com | 905-660-1367 | Lac Ste. Anne, Alberta | (2) water system tanks [Loc. Warehouse]
244 | Biotechnologies & Agriculture | Terrance Jacobs | tjacobs@managingyourassets.com | 905-660-1367 | Lac Ste. Anne, Alberta | (9) Watts check valves, mod. SS007M1QT, 1 in. [Loc. Irrigation Rm]
245 | Biotechnologies & Agriculture | Terrance Jacobs | tjacobs@managingyourassets.com | 905-660-1367 | Lac Ste. Anne, Alberta | (17) Asco relief valves (excluding piping) [Loc. Irrigation Rm]
246 | Biotechnologies & Agriculture | Terrance Jacobs | tjacobs@managingyourassets.com | 905-660-1367 | Lac Ste. Anne, Alberta | Pembina flow monitor, mod. BP2900 Series BP29AM [Loc. Irrigation Rm]
248 | Biotechnologies & Agriculture | Terrance Jacobs | tjacobs@managingyourassets.com | 905-660-1367 | Lac Ste. Anne, Alberta | ACO poly tank, bottom discharge, top maintenance hatch, 1250 gal. cap. [Loc. Irrigation Rm]
249 | Biotechnologies & Agriculture | Terrance Jacobs | tjacobs@managingyourassets.com | 905-660-1367 | Lac Ste. Anne, Alberta | ACO poly tank, bottom discharge, top maintenance hatch, 1250 gal. cap. [Loc. Irrigation Rm]
250 | Biotechnologies & Agriculture | Terrance Jacobs | tjacobs@managingyourassets.com | 905-660-1367 | Lac Ste. Anne, Alberta | poly tank w/ lid, bottom discharge, 700 L cap. [Loc. Irrigation Rm]
251 | Biotechnologies & Agriculture | Terrance Jacobs | tjacobs@managingyourassets.com | 905-660-1367 | Lac Ste. Anne, Alberta | poly tank w/ lid, bottom discharge, 700 L cap. [Loc. Irrigation Rm]
252 | Biotechnologies & Agriculture | Terrance Jacobs | tjacobs@managingyourassets.com | 905-660-1367 | Lac Ste. Anne, Alberta | poly tank w/ lid, bottom discharge, 700 L cap. [Loc. Irrigation Rm]
253 | Biotechnologies & Agriculture | Terrance Jacobs | tjacobs@managingyourassets.com | 905-660-1367 | Lac Ste. Anne, Alberta | ZeeBest poly tank w/ lid, bottom discharge, approx. 25 in. dia. x 48 in. [Loc. Irrigation Rm]
254 | Biotechnologies & Agriculture | Terrance Jacobs | tjacobs@managingyourassets.com | 905-660-1367 | Lac Ste. Anne, Alberta | poly tank, approx. 30 in. dia. x 40 in. [Loc. Irrigation Rm]
255 | Biotechnologies & Agriculture | Terrance Jacobs | tjacobs@managingyourassets.com | 905-660-1367 | Lac Ste. Anne, Alberta | (2) poly tanks, approx. 22 in. dia. x 35 in. ea. [Loc. Irrigation Rm]
256 | Biotechnologies & Agriculture | Terrance Jacobs | tjacobs@managingyourassets.com | 905-660-1367 | Lac Ste. Anne, Alberta | (18) ZeeBest poly tanks w/ lids, bottom discharge, approx. 18 in. dia. x 24 in. [Loc. Irrigation Rm/Sea Cont.]
257 | Biotechnologies & Agriculture | Terrance Jacobs | tjacobs@managingyourassets.com | 905-660-1367 | Lac Ste. Anne, Alberta | Orlandelli grow cart, 3-tier c/w lighting [Loc. Propogation 1]
257A | Biotechnologies & Agriculture | Terrance Jacobs | tjacobs@managingyourassets.com | 905-660-1367 | Lac Ste. Anne, Alberta | (4) Orlandelli grow cart, 3-tier c/w lighting [Loc. Warehouse]
258 | Biotechnologies & Agriculture | Terrance Jacobs | tjacobs@managingyourassets.com | 905-660-1367 | Lac Ste. Anne, Alberta | grow cart, 3-tier c/w LUX LuxClone LED lighting, heat sheets w/ thermostat and propagation trays [Loc. Propogation 1]
259 | Biotechnologies & Agriculture | Terrance Jacobs | tjacobs@managingyourassets.com | 905-660-1367 | Lac Ste. Anne, Alberta | grow cart, 3-tier c/w LUX LuxClone LED lighting, heat sheets w/ thermostat and propagation trays [Loc. Propogation 1]
260 | Biotechnologies & Agriculture | Terrance Jacobs | tjacobs@managingyourassets.com | 905-660-1367 | Lac Ste. Anne, Alberta | grow cart, 3-tier c/w LUX LuxClone LED lighting, heat sheets w/ thermostat and propagation trays [Loc. Propogation 1]
261 | Biotechnologies & Agriculture | Terrance Jacobs | tjacobs@managingyourassets.com | 905-660-1367 | Lac Ste. Anne, Alberta | grow cart, 3-tier c/w LUX LuxClone LED lighting, heat sheets w/ thermostat and propagation trays [Loc. Propogation 1]
262 | Biotechnologies & Agriculture | Terrance Jacobs | tjacobs@managingyourassets.com | 905-660-1367 | Lac Ste. Anne, Alberta | (240) Grodan Gro-Smart tray inserts, approx. 9.5 in. x 19.75 in. c/w wire mesh shelving on casters [Loc. Hallway 2]
263 | Biotechnologies & Agriculture | Terrance Jacobs | tjacobs@managingyourassets.com | 905-660-1367 | Lac Ste. Anne, Alberta | (240) Grodan Gro-Smart tray inserts, approx. 9.5 in. x 19.75 in. c/w wire mesh shelving on casters [Loc. Hallway 2]
264 | Biotechnologies & Agriculture | Terrance Jacobs | tjacobs@managingyourassets.com | 905-660-1367 | Lac Ste. Anne, Alberta | (240) Grodan Gro-Smart tray inserts, approx. 9.5 in. x 19.75 in. c/w wire mesh shelving on casters [Loc. Hallway 2]
265 | Biotechnologies & Agriculture | Terrance Jacobs | tjacobs@managingyourassets.com | 905-660-1367 | Lac Ste. Anne, Alberta | (10 bins) FloraFlex hydroponic drip trays c/w wire mesh shelving on casters [Loc. Hallway 2]
266 | Biotechnologies & Agriculture | Terrance Jacobs | tjacobs@managingyourassets.com | 905-660-1367 | Lac Ste. Anne, Alberta | (8 bins) FloraFlex hydroponic drip trays c/w wire mesh shelving on casters [Loc. Hallway 2]
267 | Biotechnologies & Agriculture | Terrance Jacobs | tjacobs@managingyourassets.com | 905-660-1367 | Lac Ste. Anne, Alberta | Superroots air-pot bottoms [Loc. Hallway 2]
268 | Biotechnologies & Agriculture | Terrance Jacobs | tjacobs@managingyourassets.com | 905-660-1367 | Lac Ste. Anne, Alberta | (96) Gavita light emitting plasma lamps, mod. Gavita Pro 270 LEP SUP US Industrial, 276W w/ integrated ballasts and cables [Loc. Mother]
269 | Biotechnologies & Agriculture | Terrance Jacobs | tjacobs@managingyourassets.com | 905-660-1367 | Lac Ste. Anne, Alberta | (28) Gavita high-pressure sodium lamps, mod. Gavita Pro 1000 DE US 277-347, 1000W w/ integrated ballasts and cables [Loc. Mother]
270 | Biotechnologies & Agriculture | Terrance Jacobs | tjacobs@managingyourassets.com | 905-660-1367 | Lac Ste. Anne, Alberta | (6) ebb and flow flood and drain grow tables, approx. 6 ft. x 38 ft. c/w irrigation piping [Loc. Mother]
271 | Biotechnologies & Agriculture | Terrance Jacobs | tjacobs@managingyourassets.com | 905-660-1367 | Lac Ste. Anne, Alberta | (4) Dramm fans, 14 in. [Loc. Mother]
272 | Biotechnologies & Agriculture | Terrance Jacobs | tjacobs@managingyourassets.com | 905-660-1367 | Lac Ste. Anne, Alberta | (8) misc. Hurricane wall fans, 16 in. [Loc. Mother]
274 | Biotechnologies & Agriculture | Terrance Jacobs | tjacobs@managingyourassets.com | 905-660-1367 | Lac Ste. Anne, Alberta | (2 lengths) Legacy Flexilla garden hose w/ wall mounts [Loc. Mother]
275 | Biotechnologies & Agriculture | Terrance Jacobs | tjacobs@managingyourassets.com | 905-660-1367 | Lac Ste. Anne, Alberta | (60) Gavita light emitting plasma lamps, mod. Gavita Pro 270 LEP SUP US Industrial, 276W w/ integrated ballasts and cables [Loc. Propogation Rm 2]
276 | Biotechnologies & Agriculture | Terrance Jacobs | tjacobs@managingyourassets.com | 905-660-1367 | Lac Ste. Anne, Alberta | (48) Gavita high-pressure sodium lamps, mod. Gavita Pro 1000 DE US 277-347, 1000W w/ integrated ballasts and cables [Loc. Propogation Rm 2]
277 | Biotechnologies & Agriculture | Terrance Jacobs | tjacobs@managingyourassets.com | 905-660-1367 | Lac Ste. Anne, Alberta | (4) ebb and flow flood and drain grow tables, approx. 6 ft. x 38 ft. c/w irrigation piping [Loc. Propogation Rm 2]
278 | Biotechnologies & Agriculture | Terrance Jacobs | tjacobs@managingyourassets.com | 905-660-1367 | Lac Ste. Anne, Alberta | (4) Dramm fans, 14 in. [Loc. Propogation Rm 2]
279 | Biotechnologies & Agriculture | Terrance Jacobs | tjacobs@managingyourassets.com | 905-660-1367 | Lac Ste. Anne, Alberta | (4) misc. Hurricane wall fans, 16 in. [Loc. Propogation Rm 2]
281 | Biotechnologies & Agriculture | Terrance Jacobs | tjacobs@managingyourassets.com | 905-660-1367 | Lac Ste. Anne, Alberta | (126) Gavita high-pressure sodium lamps, mod. Gavita Pro 1000 DE US 277-347, 1000W w/ integrated ballasts and cables [Loc. Grow Rm 1]
282 | Biotechnologies & Agriculture | Terrance Jacobs | tjacobs@managingyourassets.com | 905-660-1367 | Lac Ste. Anne, Alberta | (10) ebb and flow flood and drain grow tables, approx. 6 ft. x 38 ft. c/w irrigation piping [Loc. Grow Rm 1]
283 | Biotechnologies & Agriculture | Terrance Jacobs | tjacobs@managingyourassets.com | 905-660-1367 | Lac Ste. Anne, Alberta | (10) Dramm fans, 14 in. [Loc. Grow Rm 1]
284 | Biotechnologies & Agriculture | Terrance Jacobs | tjacobs@managingyourassets.com | 905-660-1367 | Lac Ste. Anne, Alberta | Legacy Flexilla garden hose w/ wand and wall mount [Loc. Grow Rm 1]
285 | Biotechnologies & Agriculture | Terrance Jacobs | tjacobs@managingyourassets.com | 905-660-1367 | Lac Ste. Anne, Alberta | (126) Gavita high-pressure sodium lamps, mod. Gavita Pro 1000 DE US 277-347, 1000W w/ integrated ballasts and cables [Loc. Grow Rm 2]
286 | Biotechnologies & Agriculture | Terrance Jacobs | tjacobs@managingyourassets.com | 905-660-1367 | Lac Ste. Anne, Alberta | (10) ebb and flow flood and drain grow tables, approx. 6 ft. x 38 ft. c/w irrigation piping [Loc. Grow Rm 2]
287 | Biotechnologies & Agriculture | Terrance Jacobs | tjacobs@managingyourassets.com | 905-660-1367 | Lac Ste. Anne, Alberta | (10) Dramm fans, 14 in. [Loc. Grow Rm 2]
288 | Biotechnologies & Agriculture | Terrance Jacobs | tjacobs@managingyourassets.com | 905-660-1367 | Lac Ste. Anne, Alberta | (10) misc. Hurricane wall fans, 16 in. [Loc. Grow Rm 2]
289 | Biotechnologies & Agriculture | Terrance Jacobs | tjacobs@managingyourassets.com | 905-660-1367 | Lac Ste. Anne, Alberta | Legacy Flexilla garden hose w/ wand and wall mount [Loc. Grow Rm 2]
290 | Biotechnologies & Agriculture | Terrance Jacobs | tjacobs@managingyourassets.com | 905-660-1367 | Lac Ste. Anne, Alberta | (126) Gavita high-pressure sodium lamps, mod. Gavita Pro 1000 DE US 277-347, 1000W w/ integrated ballasts and cables [Loc. Grow Rm 3]
291 | Biotechnologies & Agriculture | Terrance Jacobs | tjacobs@managingyourassets.com | 905-660-1367 | Lac Ste. Anne, Alberta | <p>(10) ebb and flow flood and drain grow tables, approx. 6 ft. x 38 ft. c/w irrigation piping [Loc. Grow Rm 3]</p>
292 | Biotechnologies & Agriculture | Terrance Jacobs | tjacobs@managingyourassets.com | 905-660-1367 | Lac Ste. Anne, Alberta | (10) Dramm fans, 14 in. [Loc. Grow Rm 3]
293 | Biotechnologies & Agriculture | Terrance Jacobs | tjacobs@managingyourassets.com | 905-660-1367 | Lac Ste. Anne, Alberta | (10) misc. Hurricane wall fans, 16 in. [Loc. Grow Rm 3]
294 | Biotechnologies & Agriculture | Terrance Jacobs | tjacobs@managingyourassets.com | 905-660-1367 | Lac Ste. Anne, Alberta | Legacy Flexilla garden hose w/ wand and wall mount [Loc. Grow Rm 3]
295 | Biotechnologies & Agriculture | Terrance Jacobs | tjacobs@managingyourassets.com | 905-660-1367 | Lac Ste. Anne, Alberta | (126) Gavita high-pressure sodium lamps, mod. Gavita Pro 1000 DE US 277-347, 1000W w/ integrated ballasts and cables [Loc. Grow Rm 4]
296 | Biotechnologies & Agriculture | Terrance Jacobs | tjacobs@managingyourassets.com | 905-660-1367 | Lac Ste. Anne, Alberta | (10) ebb and flow flood and drain grow tables, approx. 6 ft. x 38 ft. c/w irrigation piping [Loc. Grow Rm 4]
297 | Biotechnologies & Agriculture | Terrance Jacobs | tjacobs@managingyourassets.com | 905-660-1367 | Lac Ste. Anne, Alberta | (10) Dramm fans, 14 in. [Loc. Grow Rm 4]
298 | Biotechnologies & Agriculture | Terrance Jacobs | tjacobs@managingyourassets.com | 905-660-1367 | Lac Ste. Anne, Alberta | (10) misc. Hurricane wall fans, 16 in. [Loc. Grow Rm 4]
299 | Biotechnologies & Agriculture | Terrance Jacobs | tjacobs@managingyourassets.com | 905-660-1367 | Lac Ste. Anne, Alberta | Legacy Flexilla garden hose w/ wand and wall mount [Loc. Grow Rm 4]
300 | Biotechnologies & Agriculture | Terrance Jacobs | tjacobs@managingyourassets.com | 905-660-1367 | Lac Ste. Anne, Alberta | (126) Gavita high-pressure sodium lamps, mod. Gavita Pro 1000 DE US 277-347, 1000W w/ integrated ballasts and cables [Loc. Grow Rm 5]
301 | Biotechnologies & Agriculture | Terrance Jacobs | tjacobs@managingyourassets.com | 905-660-1367 | Lac Ste. Anne, Alberta | (10) ebb and flow flood and drain grow tables, approx. 6 ft. x 38 ft. c/w irrigation piping [Loc. Grow Rm 5]
302 | Biotechnologies & Agriculture | Terrance Jacobs | tjacobs@managingyourassets.com | 905-660-1367 | Lac Ste. Anne, Alberta | (10) Dramm fans, 14 in. [Loc. Grow Rm 5]
303 | Biotechnologies & Agriculture | Terrance Jacobs | tjacobs@managingyourassets.com | 905-660-1367 | Lac Ste. Anne, Alberta | (9) misc. Hurricane wall fans, 16 in. [Loc. Grow Rm 5]
304 | Biotechnologies & Agriculture | Terrance Jacobs | tjacobs@managingyourassets.com | 905-660-1367 | Lac Ste. Anne, Alberta | Legacy Flexilla garden hose w/ wand and wall mount [Loc. Grow Rm 5]
305 | Biotechnologies & Agriculture | Terrance Jacobs | tjacobs@managingyourassets.com | 905-660-1367 | Lac Ste. Anne, Alberta | (126) Gavita high-pressure sodium lamps, mod. Gavita Pro 1000 DE US 277-347, 1000W w/ integrated ballasts and cables [Loc. Grow Rm 6]
306 | Biotechnologies & Agriculture | Terrance Jacobs | tjacobs@managingyourassets.com | 905-660-1367 | Lac Ste. Anne, Alberta | (10) ebb and flow flood and drain grow tables, approx. 6 ft. x 38 ft. c/w irrigation piping [Loc. Grow Rm 6]
307 | Biotechnologies & Agriculture | Terrance Jacobs | tjacobs@managingyourassets.com | 905-660-1367 | Lac Ste. Anne, Alberta | (10) Dramm fans, 14 in. [Loc. Grow Rm 6]
308 | Biotechnologies & Agriculture | Terrance Jacobs | tjacobs@managingyourassets.com | 905-660-1367 | Lac Ste. Anne, Alberta | (10) misc. Hurricane wall fans, 16 in. [Loc. Grow Rm 6]
309 | Biotechnologies & Agriculture | Terrance Jacobs | tjacobs@managingyourassets.com | 905-660-1367 | Lac Ste. Anne, Alberta | Legacy Flexilla garden hose w/ wand and reel [Loc. Grow Rm 6]
309A | Biotechnologies & Agriculture | Terrance Jacobs | tjacobs@managingyourassets.com | 905-660-1367 | Lac Ste. Anne, Alberta | Tennant walk-behind flooor scrubber, mod. T2 [Loc. Main hallway]
310 | Biotechnologies & Agriculture | Terrance Jacobs | tjacobs@managingyourassets.com | 905-660-1367 | Lac Ste. Anne, Alberta | wash cart w/ hose and Dostron filter, mod. D14MZZ, 3 m3/hr. [Loc. Main hallway]
311 | Biotechnologies & Agriculture | Terrance Jacobs | tjacobs@managingyourassets.com | 905-660-1367 | Lac Ste. Anne, Alberta | wash/foamer cart w/ pump and hose, 144L cap. [Loc. Main hallway]
312 | Biotechnologies & Agriculture | Terrance Jacobs | tjacobs@managingyourassets.com | 905-660-1367 | Lac Ste. Anne, Alberta | Fantech portable dehumidifier, mod. EPD250CR, s/n 1004794402_K19_021, 115 volts, 60 Hz [Loc. Main hallway]
313 | Biotechnologies & Agriculture | Terrance Jacobs | tjacobs@managingyourassets.com | 905-660-1367 | Lac Ste. Anne, Alberta | Fantech portable dehumidifier, mod. EPD250CR, 115 Volts, 60 Hz [Loc. Main hallway]
314 | Biotechnologies & Agriculture | Terrance Jacobs | tjacobs@managingyourassets.com | 905-660-1367 | Lac Ste. Anne, Alberta | Fantech portable dehumidifier, mod. EPD250CR, s/n 1004794402_K19_003, 115 volts, 60 Hz [Loc. Main hallway]
315 | Biotechnologies & Agriculture | Terrance Jacobs | tjacobs@managingyourassets.com | 905-660-1367 | Lac Ste. Anne, Alberta | Anden dehumidifier, mod. A130F, 110 volts, 60 Hz [Loc. Main hallway]
316 | Biotechnologies & Agriculture | Terrance Jacobs | tjacobs@managingyourassets.com | 905-660-1367 | Lac Ste. Anne, Alberta | Anden dehumidifier, mod. A130F, 110 volts, 60 Hz [Loc. Main hallway]
317 | Biotechnologies & Agriculture | Terrance Jacobs | tjacobs@managingyourassets.com | 905-660-1367 | Lac Ste. Anne, Alberta | IdealAir industrial grade humidifier, mod. GSH200, 1170-1610 sq. ft. cap. w/ fogging head c/w Zeebest poly tank w/ lid, bottom discharge, approx. 18 in. dia. x 24 in. [Loc. Main hallway]
318 | Biotechnologies & Agriculture | Terrance Jacobs | tjacobs@managingyourassets.com | 905-660-1367 | Lac Ste. Anne, Alberta | IdealAir industrial grade humidifier, mod. GSH200, 1170-1610 sq. ft. cap. w/ fogging head c/w Zeebest poly tank w/ lid, bottom discharge, approx. 18 in. dia. x 24 in. [Loc. Main hallway]
319 | Biotechnologies & Agriculture | Terrance Jacobs | tjacobs@managingyourassets.com | 905-660-1367 | Lac Ste. Anne, Alberta | IdealAir industrial grade humidifier, mod. GSH200, 1170-1610 sq. ft. cap. w/ fogging head c/w Zeebest poly tank w/ lid, bottom discharge, approx. 18 in. dia. x 24 in. [Loc. Main hallway]
320 | Biotechnologies & Agriculture | Terrance Jacobs | tjacobs@managingyourassets.com | 905-660-1367 | Lac Ste. Anne, Alberta | IdealAir industrial grade humidifier, mod. GSH200, 1170-1610 sq. ft. cap. w/ fogging head c/w Zeebest poly tank w/ lid, bottom discharge, approx. 18 in. dia. x 24 in. [Loc. Main hallway]
321 | Biotechnologies & Agriculture | Terrance Jacobs | tjacobs@managingyourassets.com | 905-660-1367 | Lac Ste. Anne, Alberta | IdealAir industrial grade humidifier, mod. GSH200, 1170-1610 sq. ft. cap. w/ fogging head c/w Zeebest poly tank w/ lid, bottom discharge, approx. 18 in. dia. x 24 in. [Loc. Main hallway]
322 | Biotechnologies & Agriculture | Terrance Jacobs | tjacobs@managingyourassets.com | 905-660-1367 | Lac Ste. Anne, Alberta | IdealAir industrial grade humidifier, mod. GSH200, 1170-1610 sq. ft. cap. w/ fogging head c/w Zeebest poly tank w/ lid, bottom discharge, approx. 18 in. dia. x 24 in. [Loc. Main hallway]
323 | Biotechnologies & Agriculture | Terrance Jacobs | tjacobs@managingyourassets.com | 905-660-1367 | Lac Ste. Anne, Alberta | IdealAir industrial grade humidifier, mod. GSH200, 1170-1610 sq. ft. cap. w/ fogging head c/w Zeebest poly tank w/ lid, bottom discharge, approx. 18 in. dia. x 24 in. [Loc. Main hallway]
324 | Biotechnologies & Agriculture | Terrance Jacobs | tjacobs@managingyourassets.com | 905-660-1367 | Lac Ste. Anne, Alberta | IdealAir industrial grade humidifier, mod. GSH200, 1170-1610 sq. ft. cap. w/ fogging head c/w Zeebest poly tank w/ lid, bottom discharge, approx. 18 in. dia. x 24 in. [Loc. Main hallway]
325 | Biotechnologies & Agriculture | Terrance Jacobs | tjacobs@managingyourassets.com | 905-660-1367 | Lac Ste. Anne, Alberta | IdealAir industrial grade humidifier, mod. GSH200, 1170-1610 sq. ft. cap. w/ fogging head c/w Zeebest poly tank w/ lid, bottom discharge, approx. 18 in. dia. x 24 in. [Loc. Main hallway]
326 | Biotechnologies & Agriculture | Terrance Jacobs | tjacobs@managingyourassets.com | 905-660-1367 | Lac Ste. Anne, Alberta | IdealAir industrial grade humidifier, mod. GSH200, 1170-1610 sq. ft. cap. w/ fogging head c/w Zeebest poly tank w/ lid, bottom discharge, approx. 18 in. dia. x 24 in. [Loc. Main hallway]
327 | Biotechnologies & Agriculture | Terrance Jacobs | tjacobs@managingyourassets.com | 905-660-1367 | Lac Ste. Anne, Alberta | IdealAir industrial grade humidifier, mod. GSH200, 1170-1610 sq. ft. cap. w/ fogging head c/w Zeebest poly tank w/ lid, bottom discharge, approx. 18 in. dia. x 24 in. [Loc. Main hallway]
328 | Biotechnologies & Agriculture | Terrance Jacobs | tjacobs@managingyourassets.com | 905-660-1367 | Lac Ste. Anne, Alberta | IdealAir industrial grade humidifier, mod. GSH200, 1170-1610 sq. ft. cap. w/ fogging head c/w Zeebest poly tank w/ lid, bottom discharge, approx. 18 in. dia. x 24 in. [Loc. Main hallway]
329 | Biotechnologies & Agriculture | Terrance Jacobs | tjacobs@managingyourassets.com | 905-660-1367 | Lac Ste. Anne, Alberta | IdealAir industrial grade humidifier, mod. GSH200, 1170-1610 sq. ft. cap. w/ fogging head c/w Zeebest poly tank w/ lid, bottom discharge, approx. 18 in. dia. x 24 in. [Loc. Main hallway]
330 | Biotechnologies & Agriculture | Terrance Jacobs | tjacobs@managingyourassets.com | 905-660-1367 | Lac Ste. Anne, Alberta | IdealAir industrial grade humidifier, mod. GSH200, 1170-1610 sq. ft. cap. w/ fogging head c/w Zeebest poly tank w/ lid, bottom discharge, approx. 18 in. dia. x 24 in. [Loc. Main hallway]
331 | Biotechnologies & Agriculture | Terrance Jacobs | tjacobs@managingyourassets.com | 905-660-1367 | Lac Ste. Anne, Alberta | IdealAir industrial grade humidifier, mod. GSH200, 1170-1610 sq. ft. cap. w/ fogging head c/w Zeebest poly tank w/ lid, bottom discharge, approx. 18 in. dia. x 24 in. [Loc. Main hallway]
332 | Biotechnologies & Agriculture | Terrance Jacobs | tjacobs@managingyourassets.com | 905-660-1367 | Lac Ste. Anne, Alberta | IdealAir industrial grade humidifier, mod. GSH200, 1170-1610 sq. ft. cap. w/ fogging head c/w Zeebest poly tank w/ lid, bottom discharge, approx. 18 in. dia. x 24 in. [Loc. Main hallway]
333 | Biotechnologies & Agriculture | Terrance Jacobs | tjacobs@managingyourassets.com | 905-660-1367 | Lac Ste. Anne, Alberta | IdealAir industrial grade humidifier, mod. GSH200, 1170-1610 sq. ft. cap. w/ fogging head c/w Zeebest poly tank w/ lid, bottom discharge, approx. 18 in. dia. x 24 in. [Loc. Main hallway]
334 | Biotechnologies & Agriculture | Terrance Jacobs | tjacobs@managingyourassets.com | 905-660-1367 | Lac Ste. Anne, Alberta | IdealAir industrial grade humidifier, mod. GSH200, 1170-1610 sq. ft. cap. w/ fogging head c/w Zeebest poly tank w/ lid, bottom discharge, approx. 18 in. dia. x 24 in. [Loc. Main hallway]
335 | Biotechnologies & Agriculture | Terrance Jacobs | tjacobs@managingyourassets.com | 905-660-1367 | Lac Ste. Anne, Alberta | IdealAir industrial grade humidifier, mod. GSH200, 1170-1610 sq. ft. cap. w/ fogging head c/w Zeebest poly tank w/ lid, bottom discharge, approx. 18 in. dia. x 24 in. [Loc. Main hallway]
336 | Biotechnologies & Agriculture | Terrance Jacobs | tjacobs@managingyourassets.com | 905-660-1367 | Lac Ste. Anne, Alberta | IdealAir industrial grade humidifier, mod. GSH200, 1170-1610 sq. ft. cap. w/ fogging head c/w Zeebest poly tank w/ lid, bottom discharge, approx. 18 in. dia. x 24 in. [Loc. Main hallway]
337 | Biotechnologies & Agriculture | Terrance Jacobs | tjacobs@managingyourassets.com | 905-660-1367 | Lac Ste. Anne, Alberta | IdealAir industrial grade humidifier, mod. GSH200, 1170-1610 sq. ft. cap. w/ fogging head c/w Zeebest poly tank w/ lid, bottom discharge, approx. 18 in. dia. x 24 in. [Loc. Main hallway]
338 | Biotechnologies & Agriculture | Terrance Jacobs | tjacobs@managingyourassets.com | 905-660-1367 | Lac Ste. Anne, Alberta | IdealAir industrial grade humidifier, mod. GSH200, 1170-1610 sq. ft. cap. w/ fogging head c/w Zeebest poly tank w/ lid, bottom discharge, approx. 18 in. dia. x 24 in. [Loc. Main hallway]
339 | Biotechnologies & Agriculture | Terrance Jacobs | tjacobs@managingyourassets.com | 905-660-1367 | Lac Ste. Anne, Alberta | IdealAir industrial grade humidifier, mod. GSH200, 1170-1610 sq. ft. cap. w/ fogging head c/w Zeebest poly tank w/ lid, bottom discharge, approx. 18 in. dia. x 24 in. [Loc. Main hallway]
340 | Biotechnologies & Agriculture | Terrance Jacobs | tjacobs@managingyourassets.com | 905-660-1367 | Lac Ste. Anne, Alberta | IdealAir industrial grade humidifier, mod. GSH200, 1170-1610 sq. ft. cap. w/ fogging head NEW [Loc. Main hallway]
341 | Biotechnologies & Agriculture | Terrance Jacobs | tjacobs@managingyourassets.com | 905-660-1367 | Lac Ste. Anne, Alberta | IdealAir industrial grade humidifier, mod. GSH200, 1170-1610 sq. ft. cap. w/ fogging head NEW [Loc. Main hallway]
342 | Biotechnologies & Agriculture | Terrance Jacobs | tjacobs@managingyourassets.com | 905-660-1367 | Lac Ste. Anne, Alberta | Wachsen hanging cart, s/s [Loc. Processing 2]
343 | Biotechnologies & Agriculture | Terrance Jacobs | tjacobs@managingyourassets.com | 905-660-1367 | Lac Ste. Anne, Alberta | Wachsen hanging cart, s/s [Loc. Processing 2]
344 | Biotechnologies & Agriculture | Terrance Jacobs | tjacobs@managingyourassets.com | 905-660-1367 | Lac Ste. Anne, Alberta | Wachsen hanging cart, s/s [Loc. Processing 2]
345 | Biotechnologies & Agriculture | Terrance Jacobs | tjacobs@managingyourassets.com | 905-660-1367 | Lac Ste. Anne, Alberta | cart, s/s, 2-tier, approx. 21 in. x 35 in. [Loc. Processing 2]
346 | Biotechnologies & Agriculture | Terrance Jacobs | tjacobs@managingyourassets.com | 905-660-1367 | Lac Ste. Anne, Alberta | cart, s/s, 3-tier, approx. 18 in. x 27 in. [Loc. Processing 2]
347 | Biotechnologies & Agriculture | Terrance Jacobs | tjacobs@managingyourassets.com | 905-660-1367 | Lac Ste. Anne, Alberta | cart, s/s, 3-tier, approx. 18 in. x 27 in. [Loc. Processing 2]
350 | Biotechnologies & Agriculture | Terrance Jacobs | tjacobs@managingyourassets.com | 905-660-1367 | Lac Ste. Anne, Alberta | cart, s/s, 3-tier, approx. 18 in. x 27 in. [Loc. Processing 2]
351 | Biotechnologies & Agriculture | Terrance Jacobs | tjacobs@managingyourassets.com | 905-660-1367 | Lac Ste. Anne, Alberta | cart, s/s, 3-tier, approx. 18 in. x 27 in. [Loc. Processing 2]
352 | Biotechnologies & Agriculture | Terrance Jacobs | tjacobs@managingyourassets.com | 905-660-1367 | Lac Ste. Anne, Alberta | Sanitaire backpack vacuum, mod. SC41ZB c/w attachments [Loc. Main hallway]
353 | Biotechnologies & Agriculture | Terrance Jacobs | tjacobs@managingyourassets.com | 905-660-1367 | Lac Ste. Anne, Alberta | Sanitaire backpack vacuum, mod. SC41ZB c/w attachments [Loc. Main hallway]
354 | Biotechnologies & Agriculture | Terrance Jacobs | tjacobs@managingyourassets.com | 905-660-1367 | Lac Ste. Anne, Alberta | Sanitaire backpack vacuum, mod. SC41ZB c/w attachments [Loc. Main hallway]
355 | Biotechnologies & Agriculture | Terrance Jacobs | tjacobs@managingyourassets.com | 905-660-1367 | Lac Ste. Anne, Alberta | Dupray steam cleaner, mod. E910L c/w attachments [Loc. Main hallway]
356 | Biotechnologies & Agriculture | Terrance Jacobs | tjacobs@managingyourassets.com | 905-660-1367 | Lac Ste. Anne, Alberta | (9) Innovative Solutions multi-cluster ionizers, mod. Defender DXM100 [Loc. Main hallway]
357 | Biotechnologies & Agriculture | Terrance Jacobs | tjacobs@managingyourassets.com | 905-660-1367 | Lac Ste. Anne, Alberta | (9) Innovative Solutions multi-cluster ionizers, mod. Defender DXM100 [Loc. Main hallway]
358 | Biotechnologies & Agriculture | Terrance Jacobs | tjacobs@managingyourassets.com | 905-660-1367 | Lac Ste. Anne, Alberta | (9) Innovative Solutions multi-cluster ionizers, mod. Defender DXM100 [Loc. Main hallway]
359 | Biotechnologies & Agriculture | Terrance Jacobs | tjacobs@managingyourassets.com | 905-660-1367 | Lac Ste. Anne, Alberta | (9) Innovative Solutions multi-cluster ionizers, mod. Defender DXM100 [Loc. Main hallway]
360 | Biotechnologies & Agriculture | Terrance Jacobs | tjacobs@managingyourassets.com | 905-660-1367 | Lac Ste. Anne, Alberta | (9) Innovative Solutions multi-cluster ionizers, mod. Defender DXM100 [Loc. Main hallway]
361 | Biotechnologies & Agriculture | Terrance Jacobs | tjacobs@managingyourassets.com | 905-660-1367 | Lac Ste. Anne, Alberta | (9) Innovative Solutions multi-cluster ionizers, mod. Defender DXM100 [Loc. Main hallway]
362 | Biotechnologies & Agriculture | Terrance Jacobs | tjacobs@managingyourassets.com | 905-660-1367 | Lac Ste. Anne, Alberta | (16) Nivola sulphur evaporators, 110V [Loc. Main hallway]
363 | Biotechnologies & Agriculture | Terrance Jacobs | tjacobs@managingyourassets.com | 905-660-1367 | Lac Ste. Anne, Alberta | (3) sulphur evaporators [Loc. Main hallway]
364 | Biotechnologies & Agriculture | Terrance Jacobs | tjacobs@managingyourassets.com | 905-660-1367 | Lac Ste. Anne, Alberta | stainless steel table w/ backsplash, approx. 30 in. x 72 in. (excluding contents) [Loc. Main hallway]
365 | Biotechnologies & Agriculture | Terrance Jacobs | tjacobs@managingyourassets.com | 905-660-1367 | Lac Ste. Anne, Alberta | stainless steel table w/ backsplash, approx. 30 in. x 72 in. (excluding contents) [Loc. Main hallway]
366 | Biotechnologies & Agriculture | Terrance Jacobs | tjacobs@managingyourassets.com | 905-660-1367 | Lac Ste. Anne, Alberta | stainless steel table w/ backsplash, approx. 30 in. x 72 in. (excluding contents) [Loc. Main hallway]
367 | Biotechnologies & Agriculture | Terrance Jacobs | tjacobs@managingyourassets.com | 905-660-1367 | Lac Ste. Anne, Alberta | stainless steel table w/ backsplash, approx. 30 in. x 72 in. (excluding contents) [Loc. Main hallway]
368 | Biotechnologies & Agriculture | Terrance Jacobs | tjacobs@managingyourassets.com | 905-660-1367 | Lac Ste. Anne, Alberta | stainless steel table w/ backsplash, approx. 30 in. x 72 in. (excluding contents) [Loc. Main hallway]
369 | Biotechnologies & Agriculture | Terrance Jacobs | tjacobs@managingyourassets.com | 905-660-1367 | Lac Ste. Anne, Alberta | stainless steel table w/ backsplash, approx. 30 in. x 72 in. (excluding contents) [Loc. Main hallway]
370 | Biotechnologies & Agriculture | Terrance Jacobs | tjacobs@managingyourassets.com | 905-660-1367 | Lac Ste. Anne, Alberta | stainless steel table w/ backsplash, approx. 30 in. x 72 in. (excluding contents) [Loc. Main hallway]
371 | Biotechnologies & Agriculture | Terrance Jacobs | tjacobs@managingyourassets.com | 905-660-1367 | Lac Ste. Anne, Alberta | stainless steel table w/ backsplash, approx. 30 in. x 72 in. (excluding contents) [Loc. Main hallway]
371A | Biotechnologies & Agriculture | Terrance Jacobs | tjacobs@managingyourassets.com | 905-660-1367 | Lac Ste. Anne, Alberta | <p>stainless steel table w/ backsplash, approx. 30 in. x 72 in. (excluding contents) [Loc. Main hallway]</p>
372 | Biotechnologies & Agriculture | Terrance Jacobs | tjacobs@managingyourassets.com | 905-660-1367 | Lac Ste. Anne, Alberta | stainless steel table w/ backsplash, approx. 30 in. x 48 in. (excluding contents) [Loc. Main hallway]
373 | Biotechnologies & Agriculture | Terrance Jacobs | tjacobs@managingyourassets.com | 905-660-1367 | Lac Ste. Anne, Alberta | stainless steel table, approx. 30 in. x 72 in. (excluding contents) [Loc. Packaging 1, Lab]
374 | Biotechnologies & Agriculture | Terrance Jacobs | tjacobs@managingyourassets.com | 905-660-1367 | Lac Ste. Anne, Alberta | stainless steel table, approx. 30 in. x 72 in. (excluding contents) [Loc. Packaging 1, Lab]
375 | Biotechnologies & Agriculture | Terrance Jacobs | tjacobs@managingyourassets.com | 905-660-1367 | Lac Ste. Anne, Alberta | stainless steel table, approx. 30 in. x 72 in. (excluding contents) [Loc. Main hallway]
375A | Biotechnologies & Agriculture | Terrance Jacobs | tjacobs@managingyourassets.com | 905-660-1367 | Lac Ste. Anne, Alberta | stainless steel table, approx. 30 in. x 60 in. (excluding contents) [Loc. Warehouse]
376 | Biotechnologies & Agriculture | Terrance Jacobs | tjacobs@managingyourassets.com | 905-660-1367 | Lac Ste. Anne, Alberta | stainless steel table, approx. 30 in. x 48 in. (excluding contents) [Loc. Main hallway]
377 | Biotechnologies & Agriculture | Terrance Jacobs | tjacobs@managingyourassets.com | 905-660-1367 | Lac Ste. Anne, Alberta | stainless steel table, approx. 30 in. x 48 in. (excluding contents) [Loc. Main hallway]
378 | Biotechnologies & Agriculture | Terrance Jacobs | tjacobs@managingyourassets.com | 905-660-1367 | Lac Ste. Anne, Alberta | stainless steel table, approx. 30 in. x 48 in. (excluding contents) [Loc. Main hallway]
379 | Biotechnologies & Agriculture | Terrance Jacobs | tjacobs@managingyourassets.com | 905-660-1367 | Lac Ste. Anne, Alberta | stainless steel table, approx. 30 in. x 48 in. (excluding contents) [Loc. Main hallway]
380 | Biotechnologies & Agriculture | Terrance Jacobs | tjacobs@managingyourassets.com | 905-660-1367 | Lac Ste. Anne, Alberta | stainless steel table, approx. 30 in. x 48 in. (excluding contents) [Loc. Main hallway]
381 | Biotechnologies & Agriculture | Terrance Jacobs | tjacobs@managingyourassets.com | 905-660-1367 | Lac Ste. Anne, Alberta | stainless steel table, approx. 30 in. x 48 in. (excluding contents) [Loc. Main hallway]
382 | Biotechnologies & Agriculture | Terrance Jacobs | tjacobs@managingyourassets.com | 905-660-1367 | Lac Ste. Anne, Alberta | stainless steel table, approx. 30 in. x 48 in. (excluding contents) [Loc. Main hallway]
383 | Biotechnologies & Agriculture | Terrance Jacobs | tjacobs@managingyourassets.com | 905-660-1367 | Lac Ste. Anne, Alberta | table w/ stainless steel top, approx. 30 in. x 72 in. (excluding contents) [Loc. Main hallway]
384 | Biotechnologies & Agriculture | Terrance Jacobs | tjacobs@managingyourassets.com | 905-660-1367 | Lac Ste. Anne, Alberta | table w/ stainless steel top, approx. 30 in. x 72 in. (excluding contents) [Loc. Main hallway]
385 | Biotechnologies & Agriculture | Terrance Jacobs | tjacobs@managingyourassets.com | 905-660-1367 | Lac Ste. Anne, Alberta | table w/ stainless steel top, approx. 30 in. x 72 in. (excluding contents) [Loc. Main hallway]
386 | Biotechnologies & Agriculture | Terrance Jacobs | tjacobs@managingyourassets.com | 905-660-1367 | Lac Ste. Anne, Alberta | table w/ stainless steel top, approx. 30 in. x 72 in. (excluding contents) [Loc. Main hallway]
387 | Biotechnologies & Agriculture | Terrance Jacobs | tjacobs@managingyourassets.com | 905-660-1367 | Lac Ste. Anne, Alberta | table w/ stainless steel top, approx. 30 in. x 48 in. (excluding contents) [Loc. Packaging 1, Lab]
388 | Biotechnologies & Agriculture | Terrance Jacobs | tjacobs@managingyourassets.com | 905-660-1367 | Lac Ste. Anne, Alberta | table w/ stainless steel top, approx. 30 in. x 48 in. (excluding contents) [Loc. Packaging 1, Lab]
389 | Biotechnologies & Agriculture | Terrance Jacobs | tjacobs@managingyourassets.com | 905-660-1367 | Lac Ste. Anne, Alberta | electric adjustable height standing desk, mod. ATA-2S-500, approx. 29.5 in. x 59 in., 28 in. to 48 in. height, digital read out, 4-presets (excluding contents) [Loc. Packaging 1, Lab]
390 | Biotechnologies & Agriculture | Terrance Jacobs | tjacobs@managingyourassets.com | 905-660-1367 | Lac Ste. Anne, Alberta | electric adjustable height standing desk, mod. ATA-2S-500, approx. 29.5 in. x 59 in., 28 in. to 48 in. height, digital read out, 4-presets (excluding contents) [Loc. Packaging 1, Lab]
391 | Biotechnologies & Agriculture | Terrance Jacobs | tjacobs@managingyourassets.com | 905-660-1367 | Lac Ste. Anne, Alberta | electric adjustable height standing desk, approx. 32.5 in. x 60 in., 32 in. to 48 in. height, 4-presets w/ drawer set, back rack on casters (excluding contents) [Loc. Packaging 1, Lab]
392 | Biotechnologies & Agriculture | Terrance Jacobs | tjacobs@managingyourassets.com | 905-660-1367 | Lac Ste. Anne, Alberta | electric adjustable height standing desk, approx. 32.5 in. x 60 in., 32 in. to 48 in. height, 4-presets w/ drawer set, back rack on casters (excluding contents) [Loc. Packaging 1, Lab]
393 | Biotechnologies & Agriculture | Terrance Jacobs | tjacobs@managingyourassets.com | 905-660-1367 | Lac Ste. Anne, Alberta | electric adjustable height standing desk, approx. 32.5 in. x 60 in., 32 in. to 48 in. height, 4-presets w/ drawer set, back rack on casters (excluding contents) [Loc. Packaging 1, Lab]
394 | Biotechnologies & Agriculture | Terrance Jacobs | tjacobs@managingyourassets.com | 905-660-1367 | Lac Ste. Anne, Alberta | electric adjustable height standing desk, approx. 32.5 in. x 60 in., 32 in. to 48 in. height, 4-presets w/ drawer set, back rack (excluding contents) [Loc. Processing 1, Lab]
395 | Biotechnologies & Agriculture | Terrance Jacobs | tjacobs@managingyourassets.com | 905-660-1367 | Lac Ste. Anne, Alberta | electric adjustable height standing desk, approx. 32.5 in. x 60 in., 32 in. to 48 in. height, 4-presets w/ drawer set, back rack (missing castors) (excluding contents) [Loc. Processing 1, Lab]
396 | Biotechnologies & Agriculture | Terrance Jacobs | tjacobs@managingyourassets.com | 905-660-1367 | Lac Ste. Anne, Alberta | electric adjustable height standing desk, approx. 32.5 in. x 60 in., 32 in. to 48 in. height (missing controller) w/ drawer set, back rack (excluding contents) [Loc. Processing 1, Lab]
397 | Biotechnologies & Agriculture | Terrance Jacobs | tjacobs@managingyourassets.com | 905-660-1367 | Lac Ste. Anne, Alberta | electric adjustable height standing desk, approx. 32.5 in. x 60 in., 32 in. to 48 in. height, 4-presets w/ drawer set, back rack on castors (excluding contents) [Loc. Processing 1, Lab]
398 | Biotechnologies & Agriculture | Terrance Jacobs | tjacobs@managingyourassets.com | 905-660-1367 | Lac Ste. Anne, Alberta | electric adjustable height standing desk, approx. 32.5 in. x 60 in., 32 in. to 48 in. height, 4-presets w/ drawer set, back rack on castors (excluding contents) [Loc. Hallway 3]
399 | Biotechnologies & Agriculture | Terrance Jacobs | tjacobs@managingyourassets.com | 905-660-1367 | Lac Ste. Anne, Alberta | electric adjustable height standing desk, approx. 32.5 in. x 60 in., 32 in. to 48 in. height, 4-presets w/ drawer set, back rack on castors (excluding contents) [Loc. Hallway 2]
400 | Biotechnologies & Agriculture | Terrance Jacobs | tjacobs@managingyourassets.com | 905-660-1367 | Lac Ste. Anne, Alberta | electric adjustable height standing desk, approx. 32.5 in. x 60 in., 32 in. to 48 in. height, 4-presets w/ drawer set, back rack on castors (excluding contents) [Loc. Hallway 2]
401 | Biotechnologies & Agriculture | Terrance Jacobs | tjacobs@managingyourassets.com | 905-660-1367 | Lac Ste. Anne, Alberta | electric adjustable height standing desk, approx. 32.5 in. x 60 in., 32 in. to 48 in. height, 4-presets w/ drawer set, back rack on castors (excluding contents) [Loc. Hallway 2]
402 | Biotechnologies & Agriculture | Terrance Jacobs | tjacobs@managingyourassets.com | 905-660-1367 | Lac Ste. Anne, Alberta | electric adjustable height standing desk, approx. 32.5 in. x 60 in., 32 in. to 48 in. height, 4-presets w/ drawer set, back rack on castors (excluding contents) [Loc. Hallway 2]
403 | Biotechnologies & Agriculture | Terrance Jacobs | tjacobs@managingyourassets.com | 905-660-1367 | Lac Ste. Anne, Alberta | electric adjustable height standing desk, approx. 32.5 in. x 60 in., 32 in. to 48 in. height, 4-presets (controller damaged) w/ drawer set, back rack on castors (excluding contents) [Loc. Hallway 2]
404 | Biotechnologies & Agriculture | Terrance Jacobs | tjacobs@managingyourassets.com | 905-660-1367 | Lac Ste. Anne, Alberta | (5) lab stools, cushioned seat, adjustable height 24 in. to 34 in., swivel w/ casters [Loc. Flower processing 2]
405 | Biotechnologies & Agriculture | Terrance Jacobs | tjacobs@managingyourassets.com | 905-660-1367 | Lac Ste. Anne, Alberta | (6) lab stools, adjustable back tilt and height 20 in. to 26 in., swivel w/ casters [Loc. Flower processing 2]
406 | Biotechnologies & Agriculture | Terrance Jacobs | tjacobs@managingyourassets.com | 905-660-1367 | Lac Ste. Anne, Alberta | (6) lab stools, adjustable back tilt and height 20 in. to 26 in., swivel w/ casters [Loc. Flower processing 2]
407 | Biotechnologies & Agriculture | Terrance Jacobs | tjacobs@managingyourassets.com | 905-660-1367 | Lac Ste. Anne, Alberta | (6) lab stools, adjustable back tilt and height 20 in. to 26 in., swivel w/ casters [Loc. Flower processing 2]
408 | Biotechnologies & Agriculture | Terrance Jacobs | tjacobs@managingyourassets.com | 905-660-1367 | Lac Ste. Anne, Alberta | (6) lab stools, adjustable height 22 in. to 32 in., swivel w/ casters [Loc. Flower processing 2]
409 | Biotechnologies & Agriculture | Terrance Jacobs | tjacobs@managingyourassets.com | 905-660-1367 | Lac Ste. Anne, Alberta | (6) lab stools, adjustable height 22 in. to 32 in., swivel w/ casters [Loc. Flower processing 2]
410 | Biotechnologies & Agriculture | Terrance Jacobs | tjacobs@managingyourassets.com | 905-660-1367 | Lac Ste. Anne, Alberta | (6) lab stools, adjustable height 22 in. to 32 in., swivel w/ casters [Loc. Flower processing 2]
411 | Biotechnologies & Agriculture | Terrance Jacobs | tjacobs@managingyourassets.com | 905-660-1367 | Lac Ste. Anne, Alberta | (6) lab stools, adjustable height 22 in. to 32 in., swivel w/ casters [Loc. Flower processing 2]
412 | Biotechnologies & Agriculture | Terrance Jacobs | tjacobs@managingyourassets.com | 905-660-1367 | Lac Ste. Anne, Alberta | (6) lab stools, adjustable height 22 in. to 32 in., swivel w/ casters [Loc. Flower processing 2]
413 | Biotechnologies & Agriculture | Terrance Jacobs | tjacobs@managingyourassets.com | 905-660-1367 | Lac Ste. Anne, Alberta | (6) lab stools, adjustable height 22 in. to 32 in., swivel w/ casters [Loc. Flower processing 2]
414 | Biotechnologies & Agriculture | Terrance Jacobs | tjacobs@managingyourassets.com | 905-660-1367 | Lac Ste. Anne, Alberta | (6) lab stools, adjustable height 22 in. to 32 in., swivel w/ casters [Loc. Flower processing 2]
415 | Biotechnologies & Agriculture | Terrance Jacobs | tjacobs@managingyourassets.com | 905-660-1367 | Lac Ste. Anne, Alberta | lab cabinet approx. 48 in. x 84 in. x 20 in. deep w/ glass double doors [Loc. Packaging 1, Lab]
416 | Biotechnologies & Agriculture | Terrance Jacobs | tjacobs@managingyourassets.com | 905-660-1367 | Lac Ste. Anne, Alberta | lab cabinet approx. 48 in. x 84 in. x 20 in. deep w/ glass double doors [Loc. Packaging 1, Lab]
417 | Biotechnologies & Agriculture | Terrance Jacobs | tjacobs@managingyourassets.com | 905-660-1367 | Lac Ste. Anne, Alberta | board room table, approx. 60 in. x 120 in. (2-pcs) w/ electric/data port c/w (10) leather arm chairs, swivel, casters, adj. height (furnishings only) [Loc. Offices]
418 | Biotechnologies & Agriculture | Terrance Jacobs | tjacobs@managingyourassets.com | 905-660-1367 | Lac Ste. Anne, Alberta | (2) lounge chairs, swivel (furnishings only) [Loc. Offices]
419 | Biotechnologies & Agriculture | Terrance Jacobs | tjacobs@managingyourassets.com | 905-660-1367 | Lac Ste. Anne, Alberta | (2) lounge chairs, swivel (furnishings only) [Loc. Offices]
420 | Biotechnologies & Agriculture | Terrance Jacobs | tjacobs@managingyourassets.com | 905-660-1367 | Lac Ste. Anne, Alberta | <p>Samsung flat screen television, 75 in. c/w remote and wall mount [Loc. Offices]</p>
421 | Biotechnologies & Agriculture | Terrance Jacobs | tjacobs@managingyourassets.com | 905-660-1367 | Lac Ste. Anne, Alberta | (3) GK Acoustic speakers, wall mounted [Loc. Offices]
422 | Biotechnologies & Agriculture | Terrance Jacobs | tjacobs@managingyourassets.com | 905-660-1367 | Lac Ste. Anne, Alberta | PolyCon conference call speaker phone c/w TV module [Loc. Offices]
423 | Biotechnologies & Agriculture | Terrance Jacobs | tjacobs@managingyourassets.com | 905-660-1367 | Lac Ste. Anne, Alberta | reception desk, approx. 24 in. x 84 in. 60 in. w/ drawer set c/w chair, table and 2-drawer filing cabinet (furnishings only) [Loc. Offices]
424 | Biotechnologies & Agriculture | Terrance Jacobs | tjacobs@managingyourassets.com | 905-660-1367 | Lac Ste. Anne, Alberta | (2) leather lounge chairs c/w side table and shelving unit (furnishings only) [Loc. Offices]
425 | Biotechnologies & Agriculture | Terrance Jacobs | tjacobs@managingyourassets.com | 905-660-1367 | Lac Ste. Anne, Alberta | (12) drawer shoe storage unit (furnishings only) [Loc. Offices]
426 | Biotechnologies & Agriculture | Terrance Jacobs | tjacobs@managingyourassets.com | 905-660-1367 | Lac Ste. Anne, Alberta | (3 sec.) shoe storage rack, wall mounted (furnishings only) [Loc. Offices]
427 | Biotechnologies & Agriculture | Terrance Jacobs | tjacobs@managingyourassets.com | 905-660-1367 | Lac Ste. Anne, Alberta | desk, approx. 30 in. x 66 in. and 24 in. x 78 in. w/ electrical port, drawer set and storage unit c/w (3) arm chairs (furnishings only) [Loc. Offices]
428 | Biotechnologies & Agriculture | Terrance Jacobs | tjacobs@managingyourassets.com | 905-660-1367 | Lac Ste. Anne, Alberta | desk, approx. 30 in. x 66 in. and 24 in. x 78 in. w/ electrical port, drawer set and storage unit c/w (2) arm chairs and LG 36 in. wide screen monitor [Loc. Offices]
429 | Biotechnologies & Agriculture | Terrance Jacobs | tjacobs@managingyourassets.com | 905-660-1367 | Lac Ste. Anne, Alberta | communal work station, approx. 42 in. x 120 in. (2 pcs) w/ (2) drawer sets and (2) electrical ports c/w (4) arm chairs and (2) LG 36 in. wide screen monitors [Loc. Offices]
430 | Biotechnologies & Agriculture | Terrance Jacobs | tjacobs@managingyourassets.com | 905-660-1367 | Lac Ste. Anne, Alberta | communal work station, approx. 30 in. x 120 in. (2 pcs) w/ (2) drawer sets and electrical port c/w (2) arm chairs and bench (furnishings only) [Loc. Offices]
431 | Biotechnologies & Agriculture | Terrance Jacobs | tjacobs@managingyourassets.com | 905-660-1367 | Lac Ste. Anne, Alberta | communal work station, approx. 29.5 in. x 59/59/59 in. (3 pcs) w/ electrical port c/w (2) arm chairs, bench and filing cabinet (furnishings only) [Loc. Offices]
432 | Biotechnologies & Agriculture | Terrance Jacobs | tjacobs@managingyourassets.com | 905-660-1367 | Lac Ste. Anne, Alberta | (2) lounge chairs (furnishings only) [Loc. Offices]
433 | Biotechnologies & Agriculture | Terrance Jacobs | tjacobs@managingyourassets.com | 905-660-1367 | Lac Ste. Anne, Alberta | (2) lounge chairs (furnishings only) [Loc. Offices]
434 | Biotechnologies & Agriculture | Terrance Jacobs | tjacobs@managingyourassets.com | 905-660-1367 | Lac Ste. Anne, Alberta | lounge area, incl.: leather love seat, (2) lounge chairs, coffee table, end table and credenza (furnishings only) [Loc. Offices]
435 | Biotechnologies & Agriculture | Terrance Jacobs | tjacobs@managingyourassets.com | 905-660-1367 | Lac Ste. Anne, Alberta | Samsung flat screen television, 55 in. c/w remote and wall mount [Loc. Offices]
436 | Biotechnologies & Agriculture | Terrance Jacobs | tjacobs@managingyourassets.com | 905-660-1367 | Lac Ste. Anne, Alberta | dinning bar, approx. 36 in. x 84 in. c/w (6) stools (furnishings only) [Loc. Offices]
437 | Biotechnologies & Agriculture | Terrance Jacobs | tjacobs@managingyourassets.com | 905-660-1367 | Lac Ste. Anne, Alberta | dinning bar, approx. 36 in. x 84 in. c/w (6) stools (furnishings only) [Loc. Offices]
438 | Biotechnologies & Agriculture | Terrance Jacobs | tjacobs@managingyourassets.com | 905-660-1367 | Lac Ste. Anne, Alberta | (2) Quartet white boards, approx. 48 in. x 72 in. ea. [Loc. Offices]
439 | Biotechnologies & Agriculture | Terrance Jacobs | tjacobs@managingyourassets.com | 905-660-1367 | Lac Ste. Anne, Alberta | (2) Quartet white boards, approx. 23.5 in. x 35.5 in. ea. [Loc. Offices]
440 | Biotechnologies & Agriculture | Terrance Jacobs | tjacobs@managingyourassets.com | 905-660-1367 | Lac Ste. Anne, Alberta | (2) white/cork boards [Loc. Offices]
441 | Biotechnologies & Agriculture | Terrance Jacobs | tjacobs@managingyourassets.com | 905-660-1367 | Lac Ste. Anne, Alberta | shelving unit (furnishings only) [Loc. Offices]
441A | Biotechnologies & Agriculture | Terrance Jacobs | tjacobs@managingyourassets.com | 905-660-1367 | Lac Ste. Anne, Alberta | (2) shelving units c/w contents [Loc. Offices]
442 | Biotechnologies & Agriculture | Terrance Jacobs | tjacobs@managingyourassets.com | 905-660-1367 | Lac Ste. Anne, Alberta | 4-drawer horizontal filing cabinet w/ shelving unit (furnishings only) [Loc. Offices]
443 | Biotechnologies & Agriculture | Terrance Jacobs | tjacobs@managingyourassets.com | 905-660-1367 | Lac Ste. Anne, Alberta | 4-drawer horizontal filing cabinet (furnishings only) [Loc. Offices]
444 | Biotechnologies & Agriculture | Terrance Jacobs | tjacobs@managingyourassets.com | 905-660-1367 | Lac Ste. Anne, Alberta | 4-drawer horizontal filing cabinet w/ shelving unit (furnishings only) [Loc. Offices]
445 | Biotechnologies & Agriculture | Terrance Jacobs | tjacobs@managingyourassets.com | 905-660-1367 | Lac Ste. Anne, Alberta | 2-drawer vertical filing cabinet (furnishings only) [Loc. Offices]
446 | Biotechnologies & Agriculture | Terrance Jacobs | tjacobs@managingyourassets.com | 905-660-1367 | Lac Ste. Anne, Alberta | 2-drawer vertical filing cabinet w/ casters (furnishings only) [Loc. Offices]
447 | Biotechnologies & Agriculture | Terrance Jacobs | tjacobs@managingyourassets.com | 905-660-1367 | Lac Ste. Anne, Alberta | (20) lockers, approx. 18 in. x 35.5 in. x 22 in. deep ea. [Loc. Offices, Men's Rm]
448 | Biotechnologies & Agriculture | Terrance Jacobs | tjacobs@managingyourassets.com | 905-660-1367 | Lac Ste. Anne, Alberta | (24) lockers, approx. 18 in. x 35.5 in. x 22 in. deep ea. [Loc. Offices, Women's Rm]
448A | Biotechnologies & Agriculture | Terrance Jacobs | tjacobs@managingyourassets.com | 905-660-1367 | Lac Ste. Anne, Alberta | full-door locker [Packaging 1, Lab]
449 | Biotechnologies & Agriculture | Terrance Jacobs | tjacobs@managingyourassets.com | 905-660-1367 | Lac Ste. Anne, Alberta | Samsung washer, mod. WF45R6100AP and dryer, mod. DVE45T6100P w/ multi-steam feature [Loc. Offices, Women's Rm]
450 | Biotechnologies & Agriculture | Terrance Jacobs | tjacobs@managingyourassets.com | 905-660-1367 | Lac Ste. Anne, Alberta | Whirlpool dual-door/drawer refrigerator, s/s finish [Loc. Kitchen/breakroom]
451 | Biotechnologies & Agriculture | Terrance Jacobs | tjacobs@managingyourassets.com | 905-660-1367 | Lac Ste. Anne, Alberta | Samsung self cleaning electric induction range w/ oven, s/s finish [Loc. Kitchen/breakroom]
452 | Biotechnologies & Agriculture | Terrance Jacobs | tjacobs@managingyourassets.com | 905-660-1367 | Lac Ste. Anne, Alberta | LG Smart Inverter Magnetron microwave oven, s/s finish [Loc. Kitchen/breakroom]
453 | Biotechnologies & Agriculture | Terrance Jacobs | tjacobs@managingyourassets.com | 905-660-1367 | Lac Ste. Anne, Alberta | Bosch dishwasher, mod. SilencePlus 50 dBA, s/s finish [Loc. Kitchen/breakroom]
453A | Biotechnologies & Agriculture | Terrance Jacobs | tjacobs@managingyourassets.com | 905-660-1367 | Lac Ste. Anne, Alberta | Cuisinart propane BBQ [Loc. Yard]
454 | Biotechnologies & Agriculture | Terrance Jacobs | tjacobs@managingyourassets.com | 905-660-1367 | Lac Ste. Anne, Alberta | Danby mini fridge, s/s finish [Loc. Hallway 2]
454A | Biotechnologies & Agriculture | Terrance Jacobs | tjacobs@managingyourassets.com | 905-660-1367 | Lac Ste. Anne, Alberta | water dispenser [Loc. Main hallway]
455 | Biotechnologies & Agriculture | Terrance Jacobs | tjacobs@managingyourassets.com | 905-660-1367 | Lac Ste. Anne, Alberta | (3) Keurig coffee makers [Loc. Kitchen/breakroom]
456 | Biotechnologies & Agriculture | Terrance Jacobs | tjacobs@managingyourassets.com | 905-660-1367 | Lac Ste. Anne, Alberta | (3) Breville CafeRoma espresso maker, coffee maker and kettle [Loc. Kitchen/breakroom]
456A | Biotechnologies & Agriculture | Terrance Jacobs | tjacobs@managingyourassets.com | 905-660-1367 | Lac Ste. Anne, Alberta | Bodum electric coffee grinder [Loc. Kitchen/breakroom]
457 | Biotechnologies & Agriculture | Terrance Jacobs | tjacobs@managingyourassets.com | 905-660-1367 | Lac Ste. Anne, Alberta | Cuisinart waffle maker [Loc. Kitchen/breakroom]
458 | Biotechnologies & Agriculture | Terrance Jacobs | tjacobs@managingyourassets.com | 905-660-1367 | Lac Ste. Anne, Alberta | misc. plates, mugs, utensils, pots, pans etc. [Loc. Kitchen/breakroom]
459 | Biotechnologies & Agriculture | Terrance Jacobs | tjacobs@managingyourassets.com | 905-660-1367 | Lac Ste. Anne, Alberta | (8) UnitedCloud HD VOIP telephones [Loc. Offices]
459A | Biotechnologies & Agriculture | Terrance Jacobs | tjacobs@managingyourassets.com | 905-660-1367 | Lac Ste. Anne, Alberta | computer station w/ casters [Loc. Offices]
459B | Biotechnologies & Agriculture | Terrance Jacobs | tjacobs@managingyourassets.com | 905-660-1367 | Lac Ste. Anne, Alberta | Uline computer cart [Loc. Packaging 3]
459C | Biotechnologies & Agriculture | Terrance Jacobs | tjacobs@managingyourassets.com | 905-660-1367 | Lac Ste. Anne, Alberta | Uline computer cart [Loc. Packaging 3]
459D | Biotechnologies & Agriculture | Terrance Jacobs | tjacobs@managingyourassets.com | 905-660-1367 | Lac Ste. Anne, Alberta | True Red documents shredder [Loc. Offices]
460 | Biotechnologies & Agriculture | Terrance Jacobs | tjacobs@managingyourassets.com | 905-660-1367 | Lac Ste. Anne, Alberta | LG wide screen monitor, 35 in. [Loc. Offices]
461 | Biotechnologies & Agriculture | Terrance Jacobs | tjacobs@managingyourassets.com | 905-660-1367 | Lac Ste. Anne, Alberta | Samsung wide screen monitor, 34 in. [Loc. Offices]
462 | Biotechnologies & Agriculture | Terrance Jacobs | tjacobs@managingyourassets.com | 905-660-1367 | Lac Ste. Anne, Alberta | Samsung UHD monitor, 27 in. [Loc. Offices]
463 | Biotechnologies & Agriculture | Terrance Jacobs | tjacobs@managingyourassets.com | 905-660-1367 | Lac Ste. Anne, Alberta | (4) Acer monitors, 22 in. [Loc. Main hallway]
464 | Biotechnologies & Agriculture | Terrance Jacobs | tjacobs@managingyourassets.com | 905-660-1367 | Lac Ste. Anne, Alberta | (4) Dell monitors, 23 in. [Loc. Main hallway]
465 | Biotechnologies & Agriculture | Terrance Jacobs | tjacobs@managingyourassets.com | 905-660-1367 | Lac Ste. Anne, Alberta | (4) Dell monitors, 23 in. [Loc. Main hallway]
466 | Biotechnologies & Agriculture | Terrance Jacobs | tjacobs@managingyourassets.com | 905-660-1367 | Lac Ste. Anne, Alberta | (4) Dell monitors, 23 in. [Loc. Main hallway]
467 | Biotechnologies & Agriculture | Terrance Jacobs | tjacobs@managingyourassets.com | 905-660-1367 | Lac Ste. Anne, Alberta | (5) misc. monitors [Loc. Main hallway]
468 | Biotechnologies & Agriculture | Terrance Jacobs | tjacobs@managingyourassets.com | 905-660-1367 | Lac Ste. Anne, Alberta | Monitor stands/parts [Loc. Main hallway]
469 | Biotechnologies & Agriculture | Terrance Jacobs | tjacobs@managingyourassets.com | 905-660-1367 | Lac Ste. Anne, Alberta | misc. keyboards and mouses [Loc. Main hallway]
470 | Biotechnologies & Agriculture | Terrance Jacobs | tjacobs@managingyourassets.com | 905-660-1367 | Lac Ste. Anne, Alberta | Microsoft surface pro 7+ tablet NEW [Loc. Main hallway]
471 | Biotechnologies & Agriculture | Terrance Jacobs | tjacobs@managingyourassets.com | 905-660-1367 | Lac Ste. Anne, Alberta | Microsoft surface pro 7+ tablet NEW [Loc. Main hallway]
473 | Biotechnologies & Agriculture | Terrance Jacobs | tjacobs@managingyourassets.com | 905-660-1367 | Lac Ste. Anne, Alberta | misc. iPhone cellphones [Loc. Main hallway]
474 | Biotechnologies & Agriculture | Terrance Jacobs | tjacobs@managingyourassets.com | 905-660-1367 | Lac Ste. Anne, Alberta | misc. portable bluetooth speakers [Loc. Main hallway]
475 | Biotechnologies & Agriculture | Terrance Jacobs | tjacobs@managingyourassets.com | 905-660-1367 | Lac Ste. Anne, Alberta | Bluetooth headset, earbuds, microphone, etc. [Loc. Main hallway]
476 | Biotechnologies & Agriculture | Terrance Jacobs | tjacobs@managingyourassets.com | 905-660-1367 | Lac Ste. Anne, Alberta | Brother multifunction laser printer, mod. MFC-L9570CDW [Loc. Hallway 2]
477 | Biotechnologies & Agriculture | Terrance Jacobs | tjacobs@managingyourassets.com | 905-660-1367 | Lac Ste. Anne, Alberta | HP inkjet printer, mod. OfficeJet 8015E [Loc. Hallway 2]
478 | Biotechnologies & Agriculture | Terrance Jacobs | tjacobs@managingyourassets.com | 905-660-1367 | Lac Ste. Anne, Alberta | misc. toner cartridges [Loc. Shipping/Receiving]
479 | Biotechnologies & Agriculture | Terrance Jacobs | tjacobs@managingyourassets.com | 905-660-1367 | Lac Ste. Anne, Alberta | SATO thermal transfer label printer, mod. CL4NX Plus w/ SATO label rewinder, mod. RWG500 [Loc. Hallway 2]
480 | Biotechnologies & Agriculture | Terrance Jacobs | tjacobs@managingyourassets.com | 905-660-1367 | Lac Ste. Anne, Alberta | Zebra thermal transfer label printer, mod. ZT230 [Loc. Hallway 2]
481 | Biotechnologies & Agriculture | Terrance Jacobs | tjacobs@managingyourassets.com | 905-660-1367 | Lac Ste. Anne, Alberta | Zebra thermal transfer label printer, mod. ZD620 [Loc. Hallway 2]
482 | Biotechnologies & Agriculture | Terrance Jacobs | tjacobs@managingyourassets.com | 905-660-1367 | Lac Ste. Anne, Alberta | Zebra thermal transfer label printer, mod. GK420d [Loc. Hallway 2]
483 | Biotechnologies & Agriculture | Terrance Jacobs | tjacobs@managingyourassets.com | 905-660-1367 | Lac Ste. Anne, Alberta | Munbyn thermal transfer label printer, mod. ITPP941 [Loc. Hallway 2]
484 | Biotechnologies & Agriculture | Terrance Jacobs | tjacobs@managingyourassets.com | 905-660-1367 | Lac Ste. Anne, Alberta | misc. Uline thermal transfer labels (various sizes) [Loc. Hallway 2]
485 | Biotechnologies & Agriculture | Terrance Jacobs | tjacobs@managingyourassets.com | 905-660-1367 | Lac Ste. Anne, Alberta | (3) Vevor automatic label dispensers, mod. 1150D [Loc. Main hallway]
486 | Biotechnologies & Agriculture | Terrance Jacobs | tjacobs@managingyourassets.com | 905-660-1367 | Lac Ste. Anne, Alberta | (8) Two-way radios w/ chargers [Loc. Offices]
487 | Biotechnologies & Agriculture | Terrance Jacobs | tjacobs@managingyourassets.com | 905-660-1367 | Lac Ste. Anne, Alberta | misc. document and folder organizers [Loc. Offices]
488 | Biotechnologies & Agriculture | Terrance Jacobs | tjacobs@managingyourassets.com | 905-660-1367 | Lac Ste. Anne, Alberta | misc. waste paper bins [Loc. Main hallway]
489 | Biotechnologies & Agriculture | Terrance Jacobs | tjacobs@managingyourassets.com | 905-660-1367 | Lac Ste. Anne, Alberta | misc. cleaning supplies, brooms, mops, buckets, etc. (excluding shelving and water bottles) [Loc. Janitors closet]
490 | Biotechnologies & Agriculture | Terrance Jacobs | tjacobs@managingyourassets.com | 905-660-1367 | Lac Ste. Anne, Alberta | Aircare evaporative humidifier, mod. EP9800 [Loc. Main hallway]
491 | Biotechnologies & Agriculture | Terrance Jacobs | tjacobs@managingyourassets.com | 905-660-1367 | Lac Ste. Anne, Alberta | Aircare evaporative humidifier, mod. EP9800 [Loc. Main hallway]
492 | Biotechnologies & Agriculture | Terrance Jacobs | tjacobs@managingyourassets.com | 905-660-1367 | Lac Ste. Anne, Alberta | Aircare evaporative humidifier, mod. EP9800 [Loc. Main hallway]
493 | Biotechnologies & Agriculture | Terrance Jacobs | tjacobs@managingyourassets.com | 905-660-1367 | Lac Ste. Anne, Alberta | Frigidaire portable air conditioner, mod. FHPC132AB1 [Loc. Main hallway]
494 | Biotechnologies & Agriculture | Terrance Jacobs | tjacobs@managingyourassets.com | 905-660-1367 | Lac Ste. Anne, Alberta | Frigidaire portable air conditioner, mod. FHPC132AB1 [Loc. Main hallway]
495 | Biotechnologies & Agriculture | Terrance Jacobs | tjacobs@managingyourassets.com | 905-660-1367 | Lac Ste. Anne, Alberta | Danby portable air conditioner, mod. DPA140B8BDB-6 [Loc. Main hallway]
496 | Biotechnologies & Agriculture | Terrance Jacobs | tjacobs@managingyourassets.com | 905-660-1367 | Lac Ste. Anne, Alberta | Honeywell air purifier [Loc. Main hallway]
497 | Biotechnologies & Agriculture | Terrance Jacobs | tjacobs@managingyourassets.com | 905-660-1367 | Lac Ste. Anne, Alberta | (2) Electric space heaters [Loc. Main hallway]
498 | Biotechnologies & Agriculture | Terrance Jacobs | tjacobs@managingyourassets.com | 905-660-1367 | Lac Ste. Anne, Alberta | (2) Oscillating pedestal fans [Loc. Main hallway]
499 | Biotechnologies & Agriculture | Terrance Jacobs | tjacobs@managingyourassets.com | 905-660-1367 | Lac Ste. Anne, Alberta | Hurricane 16 in. wall fan NEW [Loc. Main hallway]
500 | Biotechnologies & Agriculture | Terrance Jacobs | tjacobs@managingyourassets.com | 905-660-1367 | Lac Ste. Anne, Alberta | wire rack, chrome w/ casters, approx. 60 in. x 78 in. x 24 in. deep [Loc. Packaging 2]
501 | Biotechnologies & Agriculture | Terrance Jacobs | tjacobs@managingyourassets.com | 905-660-1367 | Lac Ste. Anne, Alberta | wire rack, chrome w/ casters, approx. 60 in. x 78 in. x 24 in. deep [Loc. Packaging 2]
502 | Biotechnologies & Agriculture | Terrance Jacobs | tjacobs@managingyourassets.com | 905-660-1367 | Lac Ste. Anne, Alberta | wire rack, chrome w/ casters, approx. 60 in. x 78 in. x 24 in. deep [Loc. Packaging 2]
503 | Biotechnologies & Agriculture | Terrance Jacobs | tjacobs@managingyourassets.com | 905-660-1367 | Lac Ste. Anne, Alberta | wire rack, chrome w/ casters, approx. 60 in. x 78 in. x 24 in. deep [Loc. Packaging 2]
504 | Biotechnologies & Agriculture | Terrance Jacobs | tjacobs@managingyourassets.com | 905-660-1367 | Lac Ste. Anne, Alberta | wire rack, chrome w/ casters, approx. 60 in. x 78 in. x 24 in. deep [Loc. Packaging 2]
505 | Biotechnologies & Agriculture | Terrance Jacobs | tjacobs@managingyourassets.com | 905-660-1367 | Lac Ste. Anne, Alberta | wire rack, chrome w/ casters, approx. 60 in. x 78 in. x 24 in. deep [Loc. Packaging 2]
506 | Biotechnologies & Agriculture | Terrance Jacobs | tjacobs@managingyourassets.com | 905-660-1367 | Lac Ste. Anne, Alberta | wire rack, chrome w/ casters, approx. 60 in. x 78 in. x 24 in. deep [Loc. Packaging 2]
507 | Biotechnologies & Agriculture | Terrance Jacobs | tjacobs@managingyourassets.com | 905-660-1367 | Lac Ste. Anne, Alberta | wire rack, chrome w/ casters, approx. 60 in. x 78 in. x 24 in. deep [Loc. Packaging 2]
508 | Biotechnologies & Agriculture | Terrance Jacobs | tjacobs@managingyourassets.com | 905-660-1367 | Lac Ste. Anne, Alberta | wire rack, chrome w/ casters, approx. 60 in. x 78 in. x 24 in. deep [Loc. Packaging 2]
509 | Biotechnologies & Agriculture | Terrance Jacobs | tjacobs@managingyourassets.com | 905-660-1367 | Lac Ste. Anne, Alberta | wire rack, chrome w/ casters, approx. 60 in. x 78 in. x 24 in. deep [Loc. Packaging 2]
510 | Biotechnologies & Agriculture | Terrance Jacobs | tjacobs@managingyourassets.com | 905-660-1367 | Lac Ste. Anne, Alberta | wire rack, chrome w/ casters, approx. 60 in. x 78 in. x 24 in. deep [Loc. Packaging 2]
511 | Biotechnologies & Agriculture | Terrance Jacobs | tjacobs@managingyourassets.com | 905-660-1367 | Lac Ste. Anne, Alberta | wire rack, chrome w/ casters, approx. 60 in. x 78 in. x 24 in. deep [Loc. Drying 1]
512 | Biotechnologies & Agriculture | Terrance Jacobs | tjacobs@managingyourassets.com | 905-660-1367 | Lac Ste. Anne, Alberta | wire rack, chrome w/ casters, approx. 60 in. x 78 in. x 24 in. deep [Loc. Drying 1]
513 | Biotechnologies & Agriculture | Terrance Jacobs | tjacobs@managingyourassets.com | 905-660-1367 | Lac Ste. Anne, Alberta | wire rack, chrome w/ casters, approx. 60 in. x 78 in. x 24 in. deep [Loc. Drying 1]
514 | Biotechnologies & Agriculture | Terrance Jacobs | tjacobs@managingyourassets.com | 905-660-1367 | Lac Ste. Anne, Alberta | wire rack, chrome w/ casters, approx. 60 in. x 78 in. x 24 in. deep [Loc. Drying 1]
515 | Biotechnologies & Agriculture | Terrance Jacobs | tjacobs@managingyourassets.com | 905-660-1367 | Lac Ste. Anne, Alberta | wire rack, chrome w/ casters, approx. 60 in. x 78 in. x 24 in. deep [Loc. Drying 1]
516 | Biotechnologies & Agriculture | Terrance Jacobs | tjacobs@managingyourassets.com | 905-660-1367 | Lac Ste. Anne, Alberta | wire rack, chrome w/ casters, approx. 60 in. x 78 in. x 24 in. deep [Loc. Drying 1]
517 | Biotechnologies & Agriculture | Terrance Jacobs | tjacobs@managingyourassets.com | 905-660-1367 | Lac Ste. Anne, Alberta | wire rack, chrome w/ casters, approx. 60 in. x 78 in. x 24 in. deep [Loc. Drying 1]
518 | Biotechnologies & Agriculture | Terrance Jacobs | tjacobs@managingyourassets.com | 905-660-1367 | Lac Ste. Anne, Alberta | wire rack, chrome w/ casters, approx. 60 in. x 78 in. x 24 in. deep [Loc. Drying 1]
519 | Biotechnologies & Agriculture | Terrance Jacobs | tjacobs@managingyourassets.com | 905-660-1367 | Lac Ste. Anne, Alberta | wire rack, chrome w/ casters, approx. 60 in. x 78 in. x 24 in. deep [Loc. Drying 1]
520 | Biotechnologies & Agriculture | Terrance Jacobs | tjacobs@managingyourassets.com | 905-660-1367 | Lac Ste. Anne, Alberta | wire rack, chrome w/ casters, approx. 60 in. x 78 in. x 24 in. deep [Loc. Drying 1]
521 | Biotechnologies & Agriculture | Terrance Jacobs | tjacobs@managingyourassets.com | 905-660-1367 | Lac Ste. Anne, Alberta | (7) wire rack shelves, chrome, approx. 60 in. x 78 in. x 24 in. deep [Loc. Drying 1]
522 | Biotechnologies & Agriculture | Terrance Jacobs | tjacobs@managingyourassets.com | 905-660-1367 | Lac Ste. Anne, Alberta | wire rack, chrome w/ casters, approx. 48 in. x 78 in. x 18 in. deep [Loc. Drying 1]
523 | Biotechnologies & Agriculture | Terrance Jacobs | tjacobs@managingyourassets.com | 905-660-1367 | Lac Ste. Anne, Alberta | wire rack, chrome w/ casters, approx. 48 in. x 78 in. x 18 in. deep [Loc. Drying 1]
524 | Biotechnologies & Agriculture | Terrance Jacobs | tjacobs@managingyourassets.com | 905-660-1367 | Lac Ste. Anne, Alberta | wire rack, chrome w/ casters, approx. 48 in. x 78 in. x 18 in. deep [Loc. Drying 1]
525 | Biotechnologies & Agriculture | Terrance Jacobs | tjacobs@managingyourassets.com | 905-660-1367 | Lac Ste. Anne, Alberta | wire rack, chrome w/ casters, approx. 48 in. x 78 in. x 18 in. deep [Loc. Drying 1]
526 | Biotechnologies & Agriculture | Terrance Jacobs | tjacobs@managingyourassets.com | 905-660-1367 | Lac Ste. Anne, Alberta | wire rack, chrome w/ casters, approx. 48 in. x 78 in. x 18 in. deep [Loc. Drying 1]
527 | Biotechnologies & Agriculture | Terrance Jacobs | tjacobs@managingyourassets.com | 905-660-1367 | Lac Ste. Anne, Alberta | wire rack, chrome w/ casters, approx. 48 in. x 78 in. x 18 in. deep [Loc. Drying 1]
528 | Biotechnologies & Agriculture | Terrance Jacobs | tjacobs@managingyourassets.com | 905-660-1367 | Lac Ste. Anne, Alberta | wire rack, chrome w/ casters, approx. 48 in. x 78 in. x 18 in. deep [Loc. Drying 1]
529 | Biotechnologies & Agriculture | Terrance Jacobs | tjacobs@managingyourassets.com | 905-660-1367 | Lac Ste. Anne, Alberta | wire rack, chrome w/ casters, approx. 48 in. x 69 in. x 18 in. deep [Loc. Drying 1]
530 | Biotechnologies & Agriculture | Terrance Jacobs | tjacobs@managingyourassets.com | 905-660-1367 | Lac Ste. Anne, Alberta | wire rack, chrome w/ casters, approx. 48 in. x 69 in. x 18 in. deep [Loc. Drying 2]
531 | Biotechnologies & Agriculture | Terrance Jacobs | tjacobs@managingyourassets.com | 905-660-1367 | Lac Ste. Anne, Alberta | wire rack, chrome w/ casters, approx. 48 in. x 69 in. x 18 in. deep [Loc. Drying 2]
532 | Biotechnologies & Agriculture | Terrance Jacobs | tjacobs@managingyourassets.com | 905-660-1367 | Lac Ste. Anne, Alberta | wire rack, chrome w/ casters, approx. 48 in. x 69 in. x 18 in. deep [Loc. Drying 2]
533 | Biotechnologies & Agriculture | Terrance Jacobs | tjacobs@managingyourassets.com | 905-660-1367 | Lac Ste. Anne, Alberta | wire rack, chrome w/ casters, approx. 48 in. x 69 in. x 18 in. deep [Loc. Drying 2]
534 | Biotechnologies & Agriculture | Terrance Jacobs | tjacobs@managingyourassets.com | 905-660-1367 | Lac Ste. Anne, Alberta | wire rack, chrome w/ casters, approx. 48 in. x 69 in. x 18 in. deep [Loc. Drying 2]
535 | Biotechnologies & Agriculture | Terrance Jacobs | tjacobs@managingyourassets.com | 905-660-1367 | Lac Ste. Anne, Alberta | wire rack, chrome w/ casters, approx. 48 in. x 69 in. x 18 in. deep [Loc. Drying 2]
536 | Biotechnologies & Agriculture | Terrance Jacobs | tjacobs@managingyourassets.com | 905-660-1367 | Lac Ste. Anne, Alberta | wire rack, chrome w/ casters, approx. 48 in. x 69 in. x 18 in. deep [Loc. Drying 2]
537 | Biotechnologies & Agriculture | Terrance Jacobs | tjacobs@managingyourassets.com | 905-660-1367 | Lac Ste. Anne, Alberta | wire rack, chrome w/ casters, approx. 48 in. x 69 in. x 18 in. deep [Loc. Drying 2]
538 | Biotechnologies & Agriculture | Terrance Jacobs | tjacobs@managingyourassets.com | 905-660-1367 | Lac Ste. Anne, Alberta | wire rack, chrome w/ casters, approx. 48 in. x 69 in. x 18 in. deep [Loc. Drying 2]
539 | Biotechnologies & Agriculture | Terrance Jacobs | tjacobs@managingyourassets.com | 905-660-1367 | Lac Ste. Anne, Alberta | wire rack, chrome w/ casters, approx. 48 in. x 69 in. x 18 in. deep [Loc. Drying 2]
540 | Biotechnologies & Agriculture | Terrance Jacobs | tjacobs@managingyourassets.com | 905-660-1367 | Lac Ste. Anne, Alberta | wire rack, chrome w/ casters, approx. 48 in. x 69 in. x 18 in. deep [Loc. Drying 2]
541 | Biotechnologies & Agriculture | Terrance Jacobs | tjacobs@managingyourassets.com | 905-660-1367 | Lac Ste. Anne, Alberta | wire rack, chrome w/ casters, approx. 48 in. x 69 in. x 18 in. deep [Loc. Drying 2]
542 | Biotechnologies & Agriculture | Terrance Jacobs | tjacobs@managingyourassets.com | 905-660-1367 | Lac Ste. Anne, Alberta | wire rack, chrome w/ casters, approx. 48 in. x 69 in. x 18 in. deep [Loc. Drying 2]
543 | Biotechnologies & Agriculture | Terrance Jacobs | tjacobs@managingyourassets.com | 905-660-1367 | Lac Ste. Anne, Alberta | wire rack, chrome w/ casters, approx. 48 in. x 69 in. x 18 in. deep [Loc. Drying 2]
544 | Biotechnologies & Agriculture | Terrance Jacobs | tjacobs@managingyourassets.com | 905-660-1367 | Lac Ste. Anne, Alberta | wire rack, chrome w/ casters, approx. 48 in. x 69 in. x 18 in. deep [Loc. Drying 2]
545 | Biotechnologies & Agriculture | Terrance Jacobs | tjacobs@managingyourassets.com | 905-660-1367 | Lac Ste. Anne, Alberta | wire rack, chrome w/ casters, approx. 48 in. x 69 in. x 18 in. deep [Loc. Drying 2]
546 | Biotechnologies & Agriculture | Terrance Jacobs | tjacobs@managingyourassets.com | 905-660-1367 | Lac Ste. Anne, Alberta | wire rack, chrome w/ casters, approx. 48 in. x 69 in. x 18 in. deep [Loc. Drying 1]
547 | Biotechnologies & Agriculture | Terrance Jacobs | tjacobs@managingyourassets.com | 905-660-1367 | Lac Ste. Anne, Alberta | wire rack, chrome w/ casters, approx. 48 in. x 69 in. x 18 in. deep [Loc. Drying 1]
548 | Biotechnologies & Agriculture | Terrance Jacobs | tjacobs@managingyourassets.com | 905-660-1367 | Lac Ste. Anne, Alberta | wire rack, chrome w/ casters, approx. 48 in. x 69 in. x 18 in. deep [Loc. Drying 1]
549 | Biotechnologies & Agriculture | Terrance Jacobs | tjacobs@managingyourassets.com | 905-660-1367 | Lac Ste. Anne, Alberta | wire rack, chrome w/ casters, approx. 48 in. x 69 in. x 18 in. deep [Loc. Drying 1]
550 | Biotechnologies & Agriculture | Terrance Jacobs | tjacobs@managingyourassets.com | 905-660-1367 | Lac Ste. Anne, Alberta | wire rack, chrome w/ casters, approx. 48 in. x 69 in. x 18 in. deep [Loc. Drying 1]
551 | Biotechnologies & Agriculture | Terrance Jacobs | tjacobs@managingyourassets.com | 905-660-1367 | Lac Ste. Anne, Alberta | wire rack, chrome w/ casters, approx. 48 in. x 69 in. x 18 in. deep [Loc. Drying 1]
552 | Biotechnologies & Agriculture | Terrance Jacobs | tjacobs@managingyourassets.com | 905-660-1367 | Lac Ste. Anne, Alberta | wire rack, chrome w/ casters, approx. 48 in. x 69 in. x 18 in. deep [Loc. Drying 1]
553 | Biotechnologies & Agriculture | Terrance Jacobs | tjacobs@managingyourassets.com | 905-660-1367 | Lac Ste. Anne, Alberta | (8) wire rack shelves, chrome, approx. 48 in. x 24 in. deep [Loc. Drying 1]
554 | Biotechnologies & Agriculture | Terrance Jacobs | tjacobs@managingyourassets.com | 905-660-1367 | Lac Ste. Anne, Alberta | wire rack, chrome w/ casters, approx. 36 in. x 55 in. x 18 in. deep [Loc. Drying 1]
555 | Biotechnologies & Agriculture | Terrance Jacobs | tjacobs@managingyourassets.com | 905-660-1367 | Lac Ste. Anne, Alberta | (2) wire racks, chrome w/ casters, approx. 30 in. x 40 in. x 12 in. deep [Loc. Drying 1]
556 | Biotechnologies & Agriculture | Terrance Jacobs | tjacobs@managingyourassets.com | 905-660-1367 | Lac Ste. Anne, Alberta | wire rack, chrome [Loc. Drying 2]
557 | Biotechnologies & Agriculture | Terrance Jacobs | tjacobs@managingyourassets.com | 905-660-1367 | Lac Ste. Anne, Alberta | (2) wire racks, chrome [Loc. Drying 2]
558 | Biotechnologies & Agriculture | Terrance Jacobs | tjacobs@managingyourassets.com | 905-660-1367 | Lac Ste. Anne, Alberta | (2) wire racks, chrome [Loc. Drying 2]
558A | Biotechnologies & Agriculture | Terrance Jacobs | tjacobs@managingyourassets.com | 905-660-1367 | Lac Ste. Anne, Alberta | wire rack, chrome (excluding contents) [Loc. Shipping/Receiving]
559 | Biotechnologies & Agriculture | Terrance Jacobs | tjacobs@managingyourassets.com | 905-660-1367 | Lac Ste. Anne, Alberta | Metro wire cart, chrome w/ s/s top [Loc. Drying 2]
560 | Biotechnologies & Agriculture | Terrance Jacobs | tjacobs@managingyourassets.com | 905-660-1367 | Lac Ste. Anne, Alberta | (2 sec.) racking, approx. 4 ft./6 ft. x 8 ft. x 24 in. deep [Loc. Drying 2]
561 | Biotechnologies & Agriculture | Terrance Jacobs | tjacobs@managingyourassets.com | 905-660-1367 | Lac Ste. Anne, Alberta | (2 sec.) racking, approx. 4 ft./6 ft. x 8 ft. x 24 in. deep [Loc. Non-Cannibis Storage]
562 | Biotechnologies & Agriculture | Terrance Jacobs | tjacobs@managingyourassets.com | 905-660-1367 | Lac Ste. Anne, Alberta | (3 sec.) racking, approx. 48 in. x 87 in. x. x 24 in. deep [Loc. Shipping/Receiving/Irrigation]
562A | Biotechnologies & Agriculture | Terrance Jacobs | tjacobs@managingyourassets.com | 905-660-1367 | Lac Ste. Anne, Alberta | (6) transparent dividers w/ casters [Loc. Drying 1]
563 | Biotechnologies & Agriculture | Terrance Jacobs | tjacobs@managingyourassets.com | 905-660-1367 | Lac Ste. Anne, Alberta | Uline poly utility cart, 2-tier, approx. 24 in. x 35 in. [Loc. Processing 2]
564 | Biotechnologies & Agriculture | Terrance Jacobs | tjacobs@managingyourassets.com | 905-660-1367 | Lac Ste. Anne, Alberta | Uline poly utility cart, 2-tier, approx. 24 in. x 35 in. [Loc. Processing 2]
565 | Biotechnologies & Agriculture | Terrance Jacobs | tjacobs@managingyourassets.com | 905-660-1367 | Lac Ste. Anne, Alberta | Uline poly utility cart, 2-tier, approx. 24 in. x 35 in. [Loc. Processing 2]
566 | Biotechnologies & Agriculture | Terrance Jacobs | tjacobs@managingyourassets.com | 905-660-1367 | Lac Ste. Anne, Alberta | Uline poly utility cart, 2-tier, approx. 24 in. x 35 in. [Loc. Processing 2]
567 | Biotechnologies & Agriculture | Terrance Jacobs | tjacobs@managingyourassets.com | 905-660-1367 | Lac Ste. Anne, Alberta | Uline poly utility cart, 2-tier, approx. 24 in. x 35 in. [Loc. Processing 2]
568 | Biotechnologies & Agriculture | Terrance Jacobs | tjacobs@managingyourassets.com | 905-660-1367 | Lac Ste. Anne, Alberta | Uline poly utility cart, 2-tier, approx. 24 in. x 35 in. [Loc. Processing 2]
569 | Biotechnologies & Agriculture | Terrance Jacobs | tjacobs@managingyourassets.com | 905-660-1367 | Lac Ste. Anne, Alberta | Uline poly utility cart, 2-tier, approx. 24 in. x 35 in. [Loc. Processing 2]
570 | Biotechnologies & Agriculture | Terrance Jacobs | tjacobs@managingyourassets.com | 905-660-1367 | Lac Ste. Anne, Alberta | Uline poly utility cart, 2-tier, approx. 24 in. x 35 in. [Loc. Processing 2]
571 | Biotechnologies & Agriculture | Terrance Jacobs | tjacobs@managingyourassets.com | 905-660-1367 | Lac Ste. Anne, Alberta | Uline poly utility cart, 2-tier, approx. 24 in. x 35 in. [Loc. Processing 2]
572 | Biotechnologies & Agriculture | Terrance Jacobs | tjacobs@managingyourassets.com | 905-660-1367 | Lac Ste. Anne, Alberta | Uline poly utility cart, 2-tier, approx. 24 in. x 35 in. [Loc. Processing 2]
573 | Biotechnologies & Agriculture | Terrance Jacobs | tjacobs@managingyourassets.com | 905-660-1367 | Lac Ste. Anne, Alberta | Uline poly utility cart, 2-tier, approx. 16 in. x 29 in. [Loc. Processing 2]
574 | Biotechnologies & Agriculture | Terrance Jacobs | tjacobs@managingyourassets.com | 905-660-1367 | Lac Ste. Anne, Alberta | Uline poly utility cart, 2-tier, approx. 16 in. x 29 in. [Loc. Processing 2]
575 | Biotechnologies & Agriculture | Terrance Jacobs | tjacobs@managingyourassets.com | 905-660-1367 | Lac Ste. Anne, Alberta | Uline poly utility cart, 2-tier, approx. 16 in. x 29 in. [Loc. Processing 2]
578 | Biotechnologies & Agriculture | Terrance Jacobs | tjacobs@managingyourassets.com | 905-660-1367 | Lac Ste. Anne, Alberta | Uline poly utility cart, 2-tier, approx. 16 in. x 29 in. [Loc. Processing 2]
579 | Biotechnologies & Agriculture | Terrance Jacobs | tjacobs@managingyourassets.com | 905-660-1367 | Lac Ste. Anne, Alberta | Uline poly utility cart, 2-tier, approx. 16 in. x 29 in. [Loc. Processing 2]
580 | Biotechnologies & Agriculture | Terrance Jacobs | tjacobs@managingyourassets.com | 905-660-1367 | Lac Ste. Anne, Alberta | Uline welded 2-tier steel cart, approx. 24 in. x 48 in. w/ brake [Loc. Packaging 3]
581 | Biotechnologies & Agriculture | Terrance Jacobs | tjacobs@managingyourassets.com | 905-660-1367 | Lac Ste. Anne, Alberta | Uline welded 2-tier steel cart, approx. 24 in. x 48 in. w/ brake [Loc. Packaging 3]
582 | Biotechnologies & Agriculture | Terrance Jacobs | tjacobs@managingyourassets.com | 905-660-1367 | Lac Ste. Anne, Alberta | (3) Uline rolling mechanics stools [Loc. Packaging 3]
583 | Biotechnologies & Agriculture | Terrance Jacobs | tjacobs@managingyourassets.com | 905-660-1367 | Lac Ste. Anne, Alberta | platform cart, 500 lbs. cap. [Loc. Packaging 3]
584 | Biotechnologies & Agriculture | Terrance Jacobs | tjacobs@managingyourassets.com | 905-660-1367 | Lac Ste. Anne, Alberta | Yamaha Rhino 700FI Special Edition UTV, 4x4, diff-lock on command, Ultramatic, 5009 km c/w Warn PT40 winch, hitch and roll bar [Loc. Shipping/Receiving]
586 | Biotechnologies & Agriculture | Terrance Jacobs | tjacobs@managingyourassets.com | 905-660-1367 | Lac Ste. Anne, Alberta | sea container, 20 ft., s/n 210052-0, insulated, heated, lighting, man door (req. electrical disconnect) [Loc. Yard]
587 | Biotechnologies & Agriculture | Terrance Jacobs | tjacobs@managingyourassets.com | 905-660-1367 | Lac Ste. Anne, Alberta | sea container, 20 ft., s/n 210062-3, insulated, lighting (req. electrical disconnect) (delayed removal) [Loc. Yard]
588 | Biotechnologies & Agriculture | Terrance Jacobs | tjacobs@managingyourassets.com | 905-660-1367 | Lac Ste. Anne, Alberta | sea container, 40 ft., s/n 900003-2 (delayed removal) [Loc. Warehouse]
590 | Biotechnologies & Agriculture | Terrance Jacobs | tjacobs@managingyourassets.com | 905-660-1367 | Lac Ste. Anne, Alberta | MTA industrial process water chiller, mod. TAEevo TECH 081, s/n 2200318518, 230 volts, 3 phase, 60 Hz (2018) (inside sea cont. 900003-2) [Loc. Yard]
591 | Biotechnologies & Agriculture | Terrance Jacobs | tjacobs@managingyourassets.com | 905-660-1367 | Lac Ste. Anne, Alberta | Rheem triton commercial water heater tank, mod.GHE100SU-300, s/n A171811122, 100 gal. natural gas, 300, 000 BTU, 120 volts, 50 Hz (2018) [Loc. Mechanical Room]
592 | Biotechnologies & Agriculture | Terrance Jacobs | tjacobs@managingyourassets.com | 905-660-1367 | Lac Ste. Anne, Alberta | Rheem triton commercial water heater tank, mod.GHE100SU-300, s/n A201803257, 100 gal. natural gas, 300, 000 BTU, 120 volts, 50 Hz (2018) [Loc. Mechanical Room]
593 | Biotechnologies & Agriculture | Terrance Jacobs | tjacobs@managingyourassets.com | 905-660-1367 | Lac Ste. Anne, Alberta | Mastercraft Maximum air compressor, mod. 058-9307-2 s/n 1879532, 60 gal., 3.2 hp, 240 volts, 1 phase, 60 Hz (2014) [Loc. Mechanical Room]
594 | Biotechnologies & Agriculture | Terrance Jacobs | tjacobs@managingyourassets.com | 905-660-1367 | Lac Ste. Anne, Alberta | Hotsy electric pressure washer, mod. EP-201009D, elec., 1.5 hp, 2 gpm, 1000 psi [Loc. Mechanical Room]
595 | Biotechnologies & Agriculture | Terrance Jacobs | tjacobs@managingyourassets.com | 905-660-1367 | Lac Ste. Anne, Alberta | Briggs Stratton gas pressure washer, mod. CR950, 3000 psi, 2.3 gpm [Loc. Mechanical Room]
596 | Biotechnologies & Agriculture | Terrance Jacobs | tjacobs@managingyourassets.com | 905-660-1367 | Lac Ste. Anne, Alberta | Dewalt pancake air compressor, 6 gallon tank, 165 psi [Loc. Mechanical Room]
597 | Biotechnologies & Agriculture | Terrance Jacobs | tjacobs@managingyourassets.com | 905-660-1367 | Lac Ste. Anne, Alberta | mobile tool chest w/ casters c/w contents [Loc. Mechanical Room]
598 | Biotechnologies & Agriculture | Terrance Jacobs | tjacobs@managingyourassets.com | 905-660-1367 | Lac Ste. Anne, Alberta | small parts storage rack c/w contents [Loc. Mechanical Room]
599 | Biotechnologies & Agriculture | Terrance Jacobs | tjacobs@managingyourassets.com | 905-660-1367 | Lac Ste. Anne, Alberta | (3) shelving units c/w contents [Loc. Mechanical Room]
600 | Biotechnologies & Agriculture | Terrance Jacobs | tjacobs@managingyourassets.com | 905-660-1367 | Lac Ste. Anne, Alberta | Sporlan electric expansion valves, mod. SER-JS 10-S 1-1/8 x 1-3/8 ODF Solder NEW [Loc. Mechanical Room]
601 | Biotechnologies & Agriculture | Terrance Jacobs | tjacobs@managingyourassets.com | 905-660-1367 | Lac Ste. Anne, Alberta | Sturdy fiberglass step ladder, 6' [Loc. Mechanical Room]
602 | Biotechnologies & Agriculture | Terrance Jacobs | tjacobs@managingyourassets.com | 905-660-1367 | Lac Ste. Anne, Alberta | Kito 1 1/2 ton comealong [Loc. Mechanical Room]
603 | Biotechnologies & Agriculture | Terrance Jacobs | tjacobs@managingyourassets.com | 905-660-1367 | Lac Ste. Anne, Alberta | 5 in. bench vice [Loc. Mechanical Room]
604 | Biotechnologies & Agriculture | Terrance Jacobs | tjacobs@managingyourassets.com | 905-660-1367 | Lac Ste. Anne, Alberta | ratchet set [Loc. Mechanical Room]
605 | Biotechnologies & Agriculture | Terrance Jacobs | tjacobs@managingyourassets.com | 905-660-1367 | Lac Ste. Anne, Alberta | Journeyman's hole saw set [Loc. Mechanical Room]
606 | Biotechnologies & Agriculture | Terrance Jacobs | tjacobs@managingyourassets.com | 905-660-1367 | Lac Ste. Anne, Alberta | misc. shovels, etc. [Loc. Mechanical Room]
607 | Biotechnologies & Agriculture | Terrance Jacobs | tjacobs@managingyourassets.com | 905-660-1367 | Lac Ste. Anne, Alberta | Craftsman professional portable air compressor, mod. 919/728500, tank mounted, 20 gal., 175psi, 120 volts [Loc. Irrigation Rm]
608 | Biotechnologies & Agriculture | Terrance Jacobs | tjacobs@managingyourassets.com | 905-660-1367 | Lac Ste. Anne, Alberta | Uline pesticide storage flammables cabinet, mod. H-5701S, 45 gal. cap. [Loc. Irrigation Rm]
609 | Biotechnologies & Agriculture | Terrance Jacobs | tjacobs@managingyourassets.com | 905-660-1367 | Lac Ste. Anne, Alberta | Uline spill containment drum storage shed, mod. H-6503 [Loc. Irrigation Rm]
610 | Biotechnologies & Agriculture | Terrance Jacobs | tjacobs@managingyourassets.com | 905-660-1367 | Lac Ste. Anne, Alberta | Lite aluminum extension ladder, 24 ft. [Loc. Irrigation Rm]
611 | Biotechnologies & Agriculture | Terrance Jacobs | tjacobs@managingyourassets.com | 905-660-1367 | Lac Ste. Anne, Alberta | Werner fiberglass step ladder 8 ft. [Loc. Irrigation Rm]
612 | Biotechnologies & Agriculture | Terrance Jacobs | tjacobs@managingyourassets.com | 905-660-1367 | Lac Ste. Anne, Alberta | misc. extension cords [Loc. Irrigation Rm]
613 | Biotechnologies & Agriculture | Terrance Jacobs | tjacobs@managingyourassets.com | 905-660-1367 | Lac Ste. Anne, Alberta | drum hand truck, 1000 lbs. cap. [Loc. Main hallway]
614 | Biotechnologies & Agriculture | Terrance Jacobs | tjacobs@managingyourassets.com | 905-660-1367 | Lac Ste. Anne, Alberta | dual cylinder cart [Loc. Main hallway]
615 | Biotechnologies & Agriculture | Terrance Jacobs | tjacobs@managingyourassets.com | 905-660-1367 | Lac Ste. Anne, Alberta | Ridgid wet/dry vacuum, 6.5 hp, 6 gal. [Loc. Main hallway]
616 | Biotechnologies & Agriculture | Terrance Jacobs | tjacobs@managingyourassets.com | 905-660-1367 | Lac Ste. Anne, Alberta | Ridgid wet/dry vacuum, 6.5 hp, 6 gal. [Loc. Main hallway]
617 | Biotechnologies & Agriculture | Terrance Jacobs | tjacobs@managingyourassets.com | 905-660-1367 | Lac Ste. Anne, Alberta | (3) misc. ShopVac wet/dry vacuums [Loc. Main hallway]
617A | Biotechnologies & Agriculture | Terrance Jacobs | tjacobs@managingyourassets.com | 905-660-1367 | Lac Ste. Anne, Alberta | wet/dry vacuum filters, attachments, etc. [Loc. Main hallway]
618 | Biotechnologies & Agriculture | Terrance Jacobs | tjacobs@managingyourassets.com | 905-660-1367 | Lac Ste. Anne, Alberta | Maximum rolling tool chest, 41 in. w/contents [Loc. Main hallway]
619 | Biotechnologies & Agriculture | Terrance Jacobs | tjacobs@managingyourassets.com | 905-660-1367 | Lac Ste. Anne, Alberta | CD industrial fan, 18 in. [Loc. Main hallway]
620 | Biotechnologies & Agriculture | Terrance Jacobs | tjacobs@managingyourassets.com | 905-660-1367 | Lac Ste. Anne, Alberta | TPI industrial fan, 18 in. [Loc. Main hallway]
621 | Biotechnologies & Agriculture | Terrance Jacobs | tjacobs@managingyourassets.com | 905-660-1367 | Lac Ste. Anne, Alberta | TPI industrial fan, 18 in. [Loc. Main hallway]
622 | Biotechnologies & Agriculture | Terrance Jacobs | tjacobs@managingyourassets.com | 905-660-1367 | Lac Ste. Anne, Alberta | TPI industrial fan, 18 in. [Loc. Main hallway]
623 | Biotechnologies & Agriculture | Terrance Jacobs | tjacobs@managingyourassets.com | 905-660-1367 | Lac Ste. Anne, Alberta | TPI industrial fan, 18 in. [Loc. Main hallway]
624 | Biotechnologies & Agriculture | Terrance Jacobs | tjacobs@managingyourassets.com | 905-660-1367 | Lac Ste. Anne, Alberta | Milwaukee Fuel brushless mixer w/ M18V battery (no charger) [Loc. ]
625 | Biotechnologies & Agriculture | Terrance Jacobs | tjacobs@managingyourassets.com | 905-660-1367 | Lac Ste. Anne, Alberta | Milwaukee Fuel tool set, incl.: drill, impact driver and angle grinder w/ (2) M18V batteries and charger [Loc. ]
626 | Biotechnologies & Agriculture | Terrance Jacobs | tjacobs@managingyourassets.com | 905-660-1367 | Lac Ste. Anne, Alberta | Milwaukee Fuel tool set, incl.: drill, impact driver w/ M18V battery and charger [Loc. ]
627 | Biotechnologies & Agriculture | Terrance Jacobs | tjacobs@managingyourassets.com | 905-660-1367 | Lac Ste. Anne, Alberta | Milwaukee rotary tool w/ 12V battery and charger [Loc. ]
628 | Biotechnologies & Agriculture | Terrance Jacobs | tjacobs@managingyourassets.com | 905-660-1367 | Lac Ste. Anne, Alberta | Husky plumbing snake [Loc. ]
629 | Biotechnologies & Agriculture | Terrance Jacobs | tjacobs@managingyourassets.com | 905-660-1367 | Lac Ste. Anne, Alberta | misc. retracting knives and box cutters [Loc. Main hallway]
630 | Biotechnologies & Agriculture | Terrance Jacobs | tjacobs@managingyourassets.com | 905-660-1367 | Lac Ste. Anne, Alberta | Spray Nine heavy duty cleaners [Loc. Main hallway]
631 | Biotechnologies & Agriculture | Terrance Jacobs | tjacobs@managingyourassets.com | 905-660-1367 | Lac Ste. Anne, Alberta | Uline bolt cutter, 36 in. w/ alloy steel head [Loc. Main hallway]
632 | Biotechnologies & Agriculture | Terrance Jacobs | tjacobs@managingyourassets.com | 905-660-1367 | Lac Ste. Anne, Alberta | (3) misc. garden shears [Loc. Main hallway]
633 | Biotechnologies & Agriculture | Terrance Jacobs | tjacobs@managingyourassets.com | 905-660-1367 | Lac Ste. Anne, Alberta | extraction set [Loc. Main hallway]
634 | Biotechnologies & Agriculture | Terrance Jacobs | tjacobs@managingyourassets.com | 905-660-1367 | Lac Ste. Anne, Alberta | Maximum tap and die set [Loc. Main hallway]
635 | Biotechnologies & Agriculture | Terrance Jacobs | tjacobs@managingyourassets.com | 905-660-1367 | Lac Ste. Anne, Alberta | (2) ratchet sets [Loc. Main hallway]
636 | Biotechnologies & Agriculture | Terrance Jacobs | tjacobs@managingyourassets.com | 905-660-1367 | Lac Ste. Anne, Alberta | (3) misc. heat guns [Loc. Main hallway]
637 | Biotechnologies & Agriculture | Terrance Jacobs | tjacobs@managingyourassets.com | 905-660-1367 | Lac Ste. Anne, Alberta | Ryobi elec. Hammer drill [Loc. Main hallway]
638 | Biotechnologies & Agriculture | Terrance Jacobs | tjacobs@managingyourassets.com | 905-660-1367 | Lac Ste. Anne, Alberta | work lamp [Loc. Main hallway]
639 | Biotechnologies & Agriculture | Terrance Jacobs | tjacobs@managingyourassets.com | 905-660-1367 | Lac Ste. Anne, Alberta | Big Red trolley jack, 2 1/2 ton cop. [Loc. Main hallway]
640 | Biotechnologies & Agriculture | Terrance Jacobs | tjacobs@managingyourassets.com | 905-660-1367 | Lac Ste. Anne, Alberta | misc. high work safety harnesses [Loc. Main hallway]
641 | Biotechnologies & Agriculture | Terrance Jacobs | tjacobs@managingyourassets.com | 905-660-1367 | Lac Ste. Anne, Alberta | misc. safety glasses [Loc. Main hallway]
642 | Biotechnologies & Agriculture | Terrance Jacobs | tjacobs@managingyourassets.com | 905-660-1367 | Lac Ste. Anne, Alberta | Hush hearing protection [Loc. Main hallway]
643 | Biotechnologies & Agriculture | Terrance Jacobs | tjacobs@managingyourassets.com | 905-660-1367 | Lac Ste. Anne, Alberta | Phillips Heart Start defibulator w/ case [Loc. Offices]
644 | Biotechnologies & Agriculture | Terrance Jacobs | tjacobs@managingyourassets.com | 905-660-1367 | Lac Ste. Anne, Alberta | first aid kits and fire blankets [Loc. Main hallway]
645 | Biotechnologies & Agriculture | Terrance Jacobs | tjacobs@managingyourassets.com | 905-660-1367 | Lac Ste. Anne, Alberta | step stool, 22 in. [Loc. Hallway 2]
647 | Biotechnologies & Agriculture | Terrance Jacobs | tjacobs@managingyourassets.com | 905-660-1367 | Lac Ste. Anne, Alberta | Little Giant step stool, 27 in. [Loc. Hallway 2]
648 | Biotechnologies & Agriculture | Terrance Jacobs | tjacobs@managingyourassets.com | 905-660-1367 | Lac Ste. Anne, Alberta | step stool, 27 in. [Loc. Hallway 2]
649 | Biotechnologies & Agriculture | Terrance Jacobs | tjacobs@managingyourassets.com | 905-660-1367 | Lac Ste. Anne, Alberta | step stool, 27 in. [Loc. Hallway 2]
650 | Biotechnologies & Agriculture | Terrance Jacobs | tjacobs@managingyourassets.com | 905-660-1367 | Lac Ste. Anne, Alberta | step stool, 27 in. [Loc. Hallway 2]
651 | Biotechnologies & Agriculture | Terrance Jacobs | tjacobs@managingyourassets.com | 905-660-1367 | Lac Ste. Anne, Alberta | step stool, 27 in. [Loc. Hallway 2]
652 | Biotechnologies & Agriculture | Terrance Jacobs | tjacobs@managingyourassets.com | 905-660-1367 | Lac Ste. Anne, Alberta | step stool, 27 in. [Loc. Hallway 2]
653 | Biotechnologies & Agriculture | Terrance Jacobs | tjacobs@managingyourassets.com | 905-660-1367 | Lac Ste. Anne, Alberta | step stool, 27 in. [Loc. Hallway 2]
654 | Biotechnologies & Agriculture | Terrance Jacobs | tjacobs@managingyourassets.com | 905-660-1367 | Lac Ste. Anne, Alberta | step stool, 27 in. [Loc. Hallway 2]
655 | Biotechnologies & Agriculture | Terrance Jacobs | tjacobs@managingyourassets.com | 905-660-1367 | Lac Ste. Anne, Alberta | step stool, 27 in. [Loc. Hallway 2]
656 | Biotechnologies & Agriculture | Terrance Jacobs | tjacobs@managingyourassets.com | 905-660-1367 | Lac Ste. Anne, Alberta | step stool, 27 in. [Loc. Hallway 2]
657 | Biotechnologies & Agriculture | Terrance Jacobs | tjacobs@managingyourassets.com | 905-660-1367 | Lac Ste. Anne, Alberta | Gorilla Ladders step stool, 29 in. [Loc. Hallway 2]
658 | Biotechnologies & Agriculture | Terrance Jacobs | tjacobs@managingyourassets.com | 905-660-1367 | Lac Ste. Anne, Alberta | Gorilla Ladders step stool, 29 in. [Loc. Hallway 2]
659 | Biotechnologies & Agriculture | Terrance Jacobs | tjacobs@managingyourassets.com | 905-660-1367 | Lac Ste. Anne, Alberta | Gorilla Ladders step stool, 29 in. [Loc. Hallway 2]
660 | Biotechnologies & Agriculture | Terrance Jacobs | tjacobs@managingyourassets.com | 905-660-1367 | Lac Ste. Anne, Alberta | Gorilla Ladders step stool, 29 in. [Loc. Hallway 2]
661 | Biotechnologies & Agriculture | Terrance Jacobs | tjacobs@managingyourassets.com | 905-660-1367 | Lac Ste. Anne, Alberta | (5) Hanna pH/conductivity probes [Loc. Main hallway]
662 | Biotechnologies & Agriculture | Terrance Jacobs | tjacobs@managingyourassets.com | 905-660-1367 | Lac Ste. Anne, Alberta | Grum air sampler, mod ORM21514 [Loc. Main hallway]
663 | Biotechnologies & Agriculture | Terrance Jacobs | tjacobs@managingyourassets.com | 905-660-1367 | Lac Ste. Anne, Alberta | Dragger Flow Check air flow indicator [Loc. Main hallway]
664 | Biotechnologies & Agriculture | Terrance Jacobs | tjacobs@managingyourassets.com | 905-660-1367 | Lac Ste. Anne, Alberta | (3) Woltool M2-BF Purple Beard UV flashlight [Loc. Main hallway]
665 | Biotechnologies & Agriculture | Terrance Jacobs | tjacobs@managingyourassets.com | 905-660-1367 | Lac Ste. Anne, Alberta | misc. traceable thermometers, etc. [Loc. Main hallway]
666 | Biotechnologies & Agriculture | Terrance Jacobs | tjacobs@managingyourassets.com | 905-660-1367 | Lac Ste. Anne, Alberta | (2) Omega HH12B thermometers [Loc. Main hallway]
667 | Biotechnologies & Agriculture | Terrance Jacobs | tjacobs@managingyourassets.com | 905-660-1367 | Lac Ste. Anne, Alberta | (2) Hygenia SystemSure Plus Luminometers [Loc. Main hallway]
668 | Biotechnologies & Agriculture | Terrance Jacobs | tjacobs@managingyourassets.com | 905-660-1367 | Lac Ste. Anne, Alberta | (3) Elitech RCW-360 temperature and humidity data loggers [Loc. Main hallway]
669 | Biotechnologies & Agriculture | Terrance Jacobs | tjacobs@managingyourassets.com | 905-660-1367 | Lac Ste. Anne, Alberta | (2) Hanna conductivity testers [Loc. Main hallway]
670 | Biotechnologies & Agriculture | Terrance Jacobs | tjacobs@managingyourassets.com | 905-660-1367 | Lac Ste. Anne, Alberta | traceable manometer/pressure/vacuum meter [Loc. Main hallway]
671 | Biotechnologies & Agriculture | Terrance Jacobs | tjacobs@managingyourassets.com | 905-660-1367 | Lac Ste. Anne, Alberta | (2) Socket Mobile linear barcode scanners [Loc. Main hallway]
672 | Biotechnologies & Agriculture | Terrance Jacobs | tjacobs@managingyourassets.com | 905-660-1367 | Lac Ste. Anne, Alberta | <p>Testo 605i thermohygrow meter and Oakton pH Testr30 pH meter [Loc. Main hallway]</p>
673 | Biotechnologies & Agriculture | Terrance Jacobs | tjacobs@managingyourassets.com | 905-660-1367 | Lac Ste. Anne, Alberta | misc. meters [Loc. Main hallway]
674 | Biotechnologies & Agriculture | Terrance Jacobs | tjacobs@managingyourassets.com | 905-660-1367 | Lac Ste. Anne, Alberta | (11) Grodan Grow Sense sensors, mod. 132254 [Loc. Main hallway]
675 | Biotechnologies & Agriculture | Terrance Jacobs | tjacobs@managingyourassets.com | 905-660-1367 | Lac Ste. Anne, Alberta | (6) timers [Loc. Main hallway]
676 | Biotechnologies & Agriculture | Terrance Jacobs | tjacobs@managingyourassets.com | 905-660-1367 | Lac Ste. Anne, Alberta | (9) Westtek timers [Loc. Main hallway]
677 | Biotechnologies & Agriculture | Terrance Jacobs | tjacobs@managingyourassets.com | 905-660-1367 | Lac Ste. Anne, Alberta | (8) GE heavy duty digital timers [Loc. Main hallway]
678 | Biotechnologies & Agriculture | Terrance Jacobs | tjacobs@managingyourassets.com | 905-660-1367 | Lac Ste. Anne, Alberta | (4) Catalyst Method Seven smart phone camera filters [Loc. Main hallway]
679 | Biotechnologies & Agriculture | Terrance Jacobs | tjacobs@managingyourassets.com | 905-660-1367 | Lac Ste. Anne, Alberta | (2) Fuji Fine Pix digital cameras, mod. XP140 [Loc. Main hallway]
680 | Biotechnologies & Agriculture | Terrance Jacobs | tjacobs@managingyourassets.com | 905-660-1367 | Lac Ste. Anne, Alberta | misc. caliper micro-meters [Loc. Main hallway]
681 | Biotechnologies & Agriculture | Terrance Jacobs | tjacobs@managingyourassets.com | 905-660-1367 | Lac Ste. Anne, Alberta | misc. camera tripods [Loc. Main hallway]
682 | Biotechnologies & Agriculture | Terrance Jacobs | tjacobs@managingyourassets.com | 905-660-1367 | Lac Ste. Anne, Alberta | CleanLight Pro handheld UV light, powdery mildew control NEW [Loc. Main hallway]
683 | Biotechnologies & Agriculture | Terrance Jacobs | tjacobs@managingyourassets.com | 905-660-1367 | Lac Ste. Anne, Alberta | Vaccuubrand ME4CNT vacuum pump [Loc. Main hallway]
684 | Biotechnologies & Agriculture | Terrance Jacobs | tjacobs@managingyourassets.com | 905-660-1367 | Lac Ste. Anne, Alberta | Taco 007e high efficiency circulator NEW [Loc. Main hallway]
685 | Biotechnologies & Agriculture | Terrance Jacobs | tjacobs@managingyourassets.com | 905-660-1367 | Lac Ste. Anne, Alberta | Grodan Grosens converter NEW [Loc. Main hallway]
686 | Biotechnologies & Agriculture | Terrance Jacobs | tjacobs@managingyourassets.com | 905-660-1367 | Lac Ste. Anne, Alberta | Red Lion sump pump [Loc. Main hallway]
687 | Biotechnologies & Agriculture | Terrance Jacobs | tjacobs@managingyourassets.com | 905-660-1367 | Lac Ste. Anne, Alberta | Superior sump pump, 0.25 hp NEW [Loc. Main hallway]
688 | Biotechnologies & Agriculture | Terrance Jacobs | tjacobs@managingyourassets.com | 905-660-1367 | Lac Ste. Anne, Alberta | Ebara centrifugal pump, mod. CDU120/5NB, 3 hp [Loc. Main hallway]
689 | Biotechnologies & Agriculture | Terrance Jacobs | tjacobs@managingyourassets.com | 905-660-1367 | Lac Ste. Anne, Alberta | Grundfos centrifugal pump, mod. JP10S-SS, 1 hp [Loc. Main hallway]
690 | Biotechnologies & Agriculture | Terrance Jacobs | tjacobs@managingyourassets.com | 905-660-1367 | Lac Ste. Anne, Alberta | Grundfos centrifugal pump, mod. CM5-4A-5-G-E-A00EE-6-AAN, 2.3 hp [Loc. Main hallway]
691 | Biotechnologies & Agriculture | Terrance Jacobs | tjacobs@managingyourassets.com | 905-660-1367 | Lac Ste. Anne, Alberta | PulseFog Turbo UL V5 cold fogger (2018) [Loc. Main hallway]
692 | Biotechnologies & Agriculture | Terrance Jacobs | tjacobs@managingyourassets.com | 905-660-1367 | Lac Ste. Anne, Alberta | misc. garden shears [Loc. Main hallway]
693 | Biotechnologies & Agriculture | Terrance Jacobs | tjacobs@managingyourassets.com | 905-660-1367 | Lac Ste. Anne, Alberta | misc. scissors [Loc. Main hallway]
694 | Biotechnologies & Agriculture | Terrance Jacobs | tjacobs@managingyourassets.com | 905-660-1367 | Lac Ste. Anne, Alberta | Harvest More scissor scrubbers [Loc. Main hallway]
695 | Biotechnologies & Agriculture | Terrance Jacobs | tjacobs@managingyourassets.com | 905-660-1367 | Lac Ste. Anne, Alberta | (4) Carel DPDC111000 humidity sensors [Loc. Main hallway]
696 | Biotechnologies & Agriculture | Terrance Jacobs | tjacobs@managingyourassets.com | 905-660-1367 | Lac Ste. Anne, Alberta | (7) Gavita Master EL1 controllers [Loc. Main hallway]
697 | Biotechnologies & Agriculture | Terrance Jacobs | tjacobs@managingyourassets.com | 905-660-1367 | Lac Ste. Anne, Alberta | Fohse Central Control touch screen [Loc. Main hallway]
698 | Biotechnologies & Agriculture | Terrance Jacobs | tjacobs@managingyourassets.com | 905-660-1367 | Lac Ste. Anne, Alberta | Cosair TX750W power supply [Loc. Main hallway]
699 | Biotechnologies & Agriculture | Terrance Jacobs | tjacobs@managingyourassets.com | 905-660-1367 | Lac Ste. Anne, Alberta | (5) Planet GPS trackers [Loc. Main hallway]
700 | Biotechnologies & Agriculture | Terrance Jacobs | tjacobs@managingyourassets.com | 905-660-1367 | Lac Ste. Anne, Alberta | (2) Ring video doorbells NEW [Loc. Main hallway]
701 | Biotechnologies & Agriculture | Terrance Jacobs | tjacobs@managingyourassets.com | 905-660-1367 | Lac Ste. Anne, Alberta | misc. security system hardware [Loc. Main hallway]
702 | Biotechnologies & Agriculture | Terrance Jacobs | tjacobs@managingyourassets.com | 905-660-1367 | Lac Ste. Anne, Alberta | misc. server hardware [Loc. Main hallway]
703 | Biotechnologies & Agriculture | Terrance Jacobs | tjacobs@managingyourassets.com | 905-660-1367 | Lac Ste. Anne, Alberta | misc. ethernet cables [Loc. Main hallway]
704 | Biotechnologies & Agriculture | Terrance Jacobs | tjacobs@managingyourassets.com | 905-660-1367 | Lac Ste. Anne, Alberta | misc. adapters [Loc. Main hallway]
705 | Biotechnologies & Agriculture | Terrance Jacobs | tjacobs@managingyourassets.com | 905-660-1367 | Lac Ste. Anne, Alberta | (6) Ultratech non-spillable Rechargeable sealed LED acid batteries [Loc. Main hallway]
706 | Biotechnologies & Agriculture | Terrance Jacobs | tjacobs@managingyourassets.com | 905-660-1367 | Lac Ste. Anne, Alberta | misc. calculators [Loc. Hallway 2]
707 | Biotechnologies & Agriculture | Terrance Jacobs | tjacobs@managingyourassets.com | 905-660-1367 | Lac Ste. Anne, Alberta | misc. space heaters and fans [Loc. Hallway 2]
708 | Biotechnologies & Agriculture | Terrance Jacobs | tjacobs@managingyourassets.com | 905-660-1367 | Lac Ste. Anne, Alberta | (3) Dymo Letratag label makers [Loc. Hallway 2]
709 | Biotechnologies & Agriculture | Terrance Jacobs | tjacobs@managingyourassets.com | 905-660-1367 | Lac Ste. Anne, Alberta | Uline combination padlocks [Loc. Hallway 2]
710 | Biotechnologies & Agriculture | Terrance Jacobs | tjacobs@managingyourassets.com | 905-660-1367 | Lac Ste. Anne, Alberta | magnifying lamp [Loc. Hallway 2]
711 | Biotechnologies & Agriculture | Terrance Jacobs | tjacobs@managingyourassets.com | 905-660-1367 | Lac Ste. Anne, Alberta | misc. tape and tape guns [Loc. Main hallway]
712 | Biotechnologies & Agriculture | Terrance Jacobs | tjacobs@managingyourassets.com | 905-660-1367 | Lac Ste. Anne, Alberta | (2) 3-tier carts [Loc. Drying 2]
713 | Biotechnologies & Agriculture | Terrance Jacobs | tjacobs@managingyourassets.com | 905-660-1367 | Lac Ste. Anne, Alberta | (2) 3-tier carts [Loc. Drying 2]
714 | Biotechnologies & Agriculture | Terrance Jacobs | tjacobs@managingyourassets.com | 905-660-1367 | Lac Ste. Anne, Alberta | latex gloves NEW [Loc. Main hallway]
715 | Biotechnologies & Agriculture | Terrance Jacobs | tjacobs@managingyourassets.com | 905-660-1367 | Lac Ste. Anne, Alberta | surgical masks NEW [Loc. Main hallway]
716 | Biotechnologies & Agriculture | Terrance Jacobs | tjacobs@managingyourassets.com | 905-660-1367 | Lac Ste. Anne, Alberta | shoe covers NEW [Loc. Main hallway]
717 | Biotechnologies & Agriculture | Terrance Jacobs | tjacobs@managingyourassets.com | 905-660-1367 | Lac Ste. Anne, Alberta | hair nets NEW [Loc. Main hallway]
718 | Biotechnologies & Agriculture | Terrance Jacobs | tjacobs@managingyourassets.com | 905-660-1367 | Lac Ste. Anne, Alberta | disposable coveralls NEW [Loc. Main hallway]
719 | Biotechnologies & Agriculture | Terrance Jacobs | tjacobs@managingyourassets.com | 905-660-1367 | Lac Ste. Anne, Alberta | lab coats [Loc. Hallway 3]
720 | Biotechnologies & Agriculture | Terrance Jacobs | tjacobs@managingyourassets.com | 905-660-1367 | Lac Ste. Anne, Alberta | (2) pressure sprayers [Loc. Irrigation Rm]
721 | Biotechnologies & Agriculture | Terrance Jacobs | tjacobs@managingyourassets.com | 905-660-1367 | Lac Ste. Anne, Alberta | (6) hose wands [Loc. Irrigation Rm]
723 | Biotechnologies & Agriculture | Terrance Jacobs | tjacobs@managingyourassets.com | 905-660-1367 | Lac Ste. Anne, Alberta | (6) handheld pressure sprayers [Loc. Irrigation Rm]
724 | Biotechnologies & Agriculture | Terrance Jacobs | tjacobs@managingyourassets.com | 905-660-1367 | Lac Ste. Anne, Alberta | (2) hose reels [Loc. Irrigation Rm]
725 | Biotechnologies & Agriculture | Terrance Jacobs | tjacobs@managingyourassets.com | 905-660-1367 | Lac Ste. Anne, Alberta | misc. chemical handling PPE [Loc. Irrigation Rm]
726 | Biotechnologies & Agriculture | Terrance Jacobs | tjacobs@managingyourassets.com | 905-660-1367 | Lac Ste. Anne, Alberta | misc. anti-fatigue mats [Loc. Irrigation Rm]
727 | Biotechnologies & Agriculture | Terrance Jacobs | tjacobs@managingyourassets.com | 905-660-1367 | Lac Ste. Anne, Alberta | (10) Hanna 1413 us/cm conductivity standard NEW [Loc. Irrigation Rm]
728 | Biotechnologies & Agriculture | Terrance Jacobs | tjacobs@managingyourassets.com | 905-660-1367 | Lac Ste. Anne, Alberta | misc. filters [Loc. Irrigation Rm]
729 | Biotechnologies & Agriculture | Terrance Jacobs | tjacobs@managingyourassets.com | 905-660-1367 | Lac Ste. Anne, Alberta | hose reel w/ hose [Loc. Irrigation Rm]
730 | Biotechnologies & Agriculture | Terrance Jacobs | tjacobs@managingyourassets.com | 905-660-1367 | Lac Ste. Anne, Alberta | (320) Grodan Improved Hugo 6"" grow blocks NEW [Loc. Irrigation Rm]
731 | Biotechnologies & Agriculture | Terrance Jacobs | tjacobs@managingyourassets.com | 905-660-1367 | Lac Ste. Anne, Alberta | (8820) Grodan AO plugs [Loc. Irrigation Rm]
732 | Biotechnologies & Agriculture | Terrance Jacobs | tjacobs@managingyourassets.com | 905-660-1367 | Lac Ste. Anne, Alberta | (3 x 150L) Grodan grow cubes [Loc. Irrigation Rm]
733 | Biotechnologies & Agriculture | Terrance Jacobs | tjacobs@managingyourassets.com | 905-660-1367 | Lac Ste. Anne, Alberta | (4 cases) FloraFlex 2.0 clips [Loc. Irrigation Rm]
734 | Biotechnologies & Agriculture | Terrance Jacobs | tjacobs@managingyourassets.com | 905-660-1367 | Lac Ste. Anne, Alberta | misc. Vikan squeegees [Loc. Flower Processing 3]
735 | Biotechnologies & Agriculture | Terrance Jacobs | tjacobs@managingyourassets.com | 905-660-1367 | Lac Ste. Anne, Alberta | misc. Vikan scrub brushes and buckets [Loc. Flower Processing 3]
736 | Biotechnologies & Agriculture | Terrance Jacobs | tjacobs@managingyourassets.com | 905-660-1367 | Lac Ste. Anne, Alberta | misc. Vikan brooms, push brooms and dust pans [Loc. Flower Processing 3]
737 | Biotechnologies & Agriculture | Terrance Jacobs | tjacobs@managingyourassets.com | 905-660-1367 | Lac Ste. Anne, Alberta | <p>(5) standing dust pans [Loc. Flower Processing 3]</p>
738 | Biotechnologies & Agriculture | Terrance Jacobs | tjacobs@managingyourassets.com | 905-660-1367 | Lac Ste. Anne, Alberta | (19) poly barrels w/ lids, approx. 14 in. dia. X 18 in. ea. [Loc. Flower Processing 3]
739 | Biotechnologies & Agriculture | Terrance Jacobs | tjacobs@managingyourassets.com | 905-660-1367 | Lac Ste. Anne, Alberta | (2) poly barrels w/ lids, approx. 13 in. dx 13 in. X 19 in. ea. [Loc. Flower Processing 3]
740 | Biotechnologies & Agriculture | Terrance Jacobs | tjacobs@managingyourassets.com | 905-660-1367 | Lac Ste. Anne, Alberta | (9) stackable totes w/ hinged, interlocking lids [Loc. Flower Processing 3]
741 | Biotechnologies & Agriculture | Terrance Jacobs | tjacobs@managingyourassets.com | 905-660-1367 | Lac Ste. Anne, Alberta | (13) stackable totes w/ hinged, interlocking lids [Loc. Flower Processing 3]
742 | Biotechnologies & Agriculture | Terrance Jacobs | tjacobs@managingyourassets.com | 905-660-1367 | Lac Ste. Anne, Alberta | (14) stackable totes w/ hinged, interlocking lids [Loc. Flower Processing 3]
743 | Biotechnologies & Agriculture | Terrance Jacobs | tjacobs@managingyourassets.com | 905-660-1367 | Lac Ste. Anne, Alberta | (2) poly tubs, bottom discharge w/ caters, approx. 18 in. x 29 in. x 20 in. deep [Loc. Flower Processing 3]
744 | Biotechnologies & Agriculture | Terrance Jacobs | tjacobs@managingyourassets.com | 905-660-1367 | Lac Ste. Anne, Alberta | 5-stn sorting station [Loc. Flower Processing 3]
745 | Biotechnologies & Agriculture | Terrance Jacobs | tjacobs@managingyourassets.com | 905-660-1367 | Lac Ste. Anne, Alberta | (13) stackable totes w/ lids, approx. 13 in. x 22 in. x 11 in. deep [Loc. Flower Processing 3]
746 | Biotechnologies & Agriculture | Terrance Jacobs | tjacobs@managingyourassets.com | 905-660-1367 | Lac Ste. Anne, Alberta | (16) stackable totes w/ lids, approx. 16 in. x 24 in. x 14 in. deep [Loc. Flower Processing 3]
747 | Biotechnologies & Agriculture | Terrance Jacobs | tjacobs@managingyourassets.com | 905-660-1367 | Lac Ste. Anne, Alberta | (11) stackable totes w/ lids, approx. 14 in. x 24 in. x 11 in. deep [Loc. Flower Processing 3]
748 | Biotechnologies & Agriculture | Terrance Jacobs | tjacobs@managingyourassets.com | 905-660-1367 | Lac Ste. Anne, Alberta | (17) stackable totes w/ lids, approx. 16 in. x 24 in. x 11 in. deep [Loc. Flower Processing 3]
749 | Biotechnologies & Agriculture | Terrance Jacobs | tjacobs@managingyourassets.com | 905-660-1367 | Lac Ste. Anne, Alberta | (16) stackable totes, approx. 14 in. x 24 in. x 11 in. deep [Loc. Flower Processing 3]
750 | Biotechnologies & Agriculture | Terrance Jacobs | tjacobs@managingyourassets.com | 905-660-1367 | Lac Ste. Anne, Alberta | misc. stackable storage bins [Loc. Flower Processing 3]
751 | Biotechnologies & Agriculture | Terrance Jacobs | tjacobs@managingyourassets.com | 905-660-1367 | Lac Ste. Anne, Alberta | (6 pair) rubber safety boots PPE, Dakota and Cofra [Loc. Flower Processing 3]
752 | Biotechnologies & Agriculture | Terrance Jacobs | tjacobs@managingyourassets.com | 905-660-1367 | Lac Ste. Anne, Alberta | misc. rain gear PPE [Loc. Flower Processing 3]
753 | Biotechnologies & Agriculture | Terrance Jacobs | tjacobs@managingyourassets.com | 905-660-1367 | Lac Ste. Anne, Alberta | Uline floor scale , approx. 48 in. x 72 in. platform w/ ramp c/w JEM LP7510A digital weight indicator [Loc. Hallway 2]
754 | Biotechnologies & Agriculture | Terrance Jacobs | tjacobs@managingyourassets.com | 905-660-1367 | Lac Ste. Anne, Alberta | Uline hydraulic pallet truck, mod. H-1043, 5500 lbs. cap. [Loc. Shipping/Receiving]
756 | Biotechnologies & Agriculture | Terrance Jacobs | tjacobs@managingyourassets.com | 905-660-1367 | Lac Ste. Anne, Alberta | Canway warehouse ladder, approx. 36 in. x 36 in. x 30 in. high [Loc. Shipping/Receiving]
757 | Biotechnologies & Agriculture | Terrance Jacobs | tjacobs@managingyourassets.com | 905-660-1367 | Lac Ste. Anne, Alberta | (16) Uline waste bins, 32 gal., grey [Loc. Shipping/Receiving]
758 | Biotechnologies & Agriculture | Terrance Jacobs | tjacobs@managingyourassets.com | 905-660-1367 | Lac Ste. Anne, Alberta | (11) Uline waste bins, 32 gal., white [Loc. Shipping/Receiving]
759 | Biotechnologies & Agriculture | Terrance Jacobs | tjacobs@managingyourassets.com | 905-660-1367 | Lac Ste. Anne, Alberta | (6) Uline waste bins, 32 gal., yellow [Loc. Shipping/Receiving]
760 | Biotechnologies & Agriculture | Terrance Jacobs | tjacobs@managingyourassets.com | 905-660-1367 | Lac Ste. Anne, Alberta | (4) misc. waste bins, blue [Loc. Shipping/Receiving]
761 | Biotechnologies & Agriculture | Terrance Jacobs | tjacobs@managingyourassets.com | 905-660-1367 | Lac Ste. Anne, Alberta | Zenith acid spill kit, 10L [Loc. Shipping/Receiving]
762 | Biotechnologies & Agriculture | Terrance Jacobs | tjacobs@managingyourassets.com | 905-660-1367 | Lac Ste. Anne, Alberta | misc. cardboard boxes NEW [Loc. Shipping/Receiving]
763 | Biotechnologies & Agriculture | Terrance Jacobs | tjacobs@managingyourassets.com | 905-660-1367 | Lac Ste. Anne, Alberta | misc. heat mats and blankets [Loc. Shipping/Receiving]
764 | Biotechnologies & Agriculture | Terrance Jacobs | tjacobs@managingyourassets.com | 905-660-1367 | Lac Ste. Anne, Alberta | (3 cases) Bootie Butler shoe covers NEW [Loc. Shipping/Receiving]
765 | Biotechnologies & Agriculture | Terrance Jacobs | tjacobs@managingyourassets.com | 905-660-1367 | Lac Ste. Anne, Alberta | misc. hi-vis PPE [Loc. Shipping/Receiving]
766 | Biotechnologies & Agriculture | Terrance Jacobs | tjacobs@managingyourassets.com | 905-660-1367 | Lac Ste. Anne, Alberta | (10 cases) Dynapak quarter black secure sack pouch, 4 in. x 7.12 in. x 1.9 in. NEW [Loc. Shipping/Receiving]
767 | Biotechnologies & Agriculture | Terrance Jacobs | tjacobs@managingyourassets.com | 905-660-1367 | Lac Ste. Anne, Alberta | (6 x 250) 5 ml nylon poly [Loc. Shipping/Receiving]
767A | Biotechnologies & Agriculture | Terrance Jacobs | tjacobs@managingyourassets.com | 905-660-1367 | Lac Ste. Anne, Alberta | misc. 3/4 in. PVC conduit [Loc. Shipping/Receiving]
768 | Biotechnologies & Agriculture | Terrance Jacobs | tjacobs@managingyourassets.com | 905-660-1367 | Lac Ste. Anne, Alberta | misc. Uline packing materials NEW [Loc. Shipping/Receiving]
769 | Biotechnologies & Agriculture | Terrance Jacobs | tjacobs@managingyourassets.com | 905-660-1367 | Lac Ste. Anne, Alberta | (2 rolls) trellis, mod. TRL YLW 6.0 AS, approx. 78 in. x 1500 ft. ea. [Loc. Shipping/Receiving]
770 | Biotechnologies & Agriculture | Terrance Jacobs | tjacobs@managingyourassets.com | 905-660-1367 | Lac Ste. Anne, Alberta | misc. manual drum pumps [Loc. Hallway 3]
771 | Biotechnologies & Agriculture | Terrance Jacobs | tjacobs@managingyourassets.com | 905-660-1367 | Lac Ste. Anne, Alberta | Twin City blower, mod. JRW-5W, size 305F NEW [Loc. Warehouse/Sea Cont.]
772 | Biotechnologies & Agriculture | Terrance Jacobs | tjacobs@managingyourassets.com | 905-660-1367 | Lac Ste. Anne, Alberta | Twin City blower, mod. BCV, size 135 NEW [Loc. Warehouse/Sea Cont.]
773 | Biotechnologies & Agriculture | Terrance Jacobs | tjacobs@managingyourassets.com | 905-660-1367 | Lac Ste. Anne, Alberta | Grundfos centrifugal pump c/w poly tank, approx. 24 in. dia. X 48 in., skid mounted [Loc. Warehouse/Sea Cont.]
774 | Biotechnologies & Agriculture | Terrance Jacobs | tjacobs@managingyourassets.com | 905-660-1367 | Lac Ste. Anne, Alberta | misc. Lind highbay LED lamps, 150W [Loc. Warehouse/Sea Cont.]
775 | Biotechnologies & Agriculture | Terrance Jacobs | tjacobs@managingyourassets.com | 905-660-1367 | Lac Ste. Anne, Alberta | (3 sec.) shelving, approx. 48 in. x 72 in. x 18 in. deep [Loc. Warehouse/Sea Cont.]
776 | Biotechnologies & Agriculture | Terrance Jacobs | tjacobs@managingyourassets.com | 905-660-1367 | Lac Ste. Anne, Alberta | (4 sec.) racking, approx. 77 in. x 72 in. x 24 in. deep [Loc. Warehouse/Sea Cont.]
777 | Biotechnologies & Agriculture | Terrance Jacobs | tjacobs@managingyourassets.com | 905-660-1367 | Lac Ste. Anne, Alberta | Canway warehouse ladder, approx. 36 in. x 36 in. x 30 in. high [Loc. Warehouse/Sea Cont.]
778 | Biotechnologies & Agriculture | Terrance Jacobs | tjacobs@managingyourassets.com | 905-660-1367 | Lac Ste. Anne, Alberta | Vestil tilting dumpster w/ casters [Loc. Warehouse/Sea Cont.]
779 | Biotechnologies & Agriculture | Terrance Jacobs | tjacobs@managingyourassets.com | 905-660-1367 | Lac Ste. Anne, Alberta | (2) hoopers, 42 in. high w/ casters [Loc. Warehouse/Sea Cont.]
780 | Biotechnologies & Agriculture | Terrance Jacobs | tjacobs@managingyourassets.com | 905-660-1367 | Lac Ste. Anne, Alberta | radiator NEW [Loc. Warehouse/Sea Cont.]
781 | Biotechnologies & Agriculture | Terrance Jacobs | tjacobs@managingyourassets.com | 905-660-1367 | Lac Ste. Anne, Alberta | (2) hydraulic jacks [Loc. Warehouse]
782 | Biotechnologies & Agriculture | Terrance Jacobs | tjacobs@managingyourassets.com | 905-660-1367 | Lac Ste. Anne, Alberta | Little Giant step stool, 27 in. [Loc. Warehouse]
783 | Biotechnologies & Agriculture | Terrance Jacobs | tjacobs@managingyourassets.com | 905-660-1367 | Lac Ste. Anne, Alberta | (2) pressure sprayers [Loc. Warehouse]
784 | Biotechnologies & Agriculture | Terrance Jacobs | tjacobs@managingyourassets.com | 905-660-1367 | Lac Ste. Anne, Alberta | (2) wearable pressure sprayers [Loc. Warehouse]
785 | Biotechnologies & Agriculture | Terrance Jacobs | tjacobs@managingyourassets.com | 905-660-1367 | Lac Ste. Anne, Alberta | Ridgid wet/dry vacuum, 6.5 hp, 16 gal. [Loc. Warehouse]
786 | Biotechnologies & Agriculture | Terrance Jacobs | tjacobs@managingyourassets.com | 905-660-1367 | Lac Ste. Anne, Alberta | ShopVac wet/dry vacuum, 6 hp, 12 gal. [Loc. Warehouse]
787 | Biotechnologies & Agriculture | Terrance Jacobs | tjacobs@managingyourassets.com | 905-660-1367 | Lac Ste. Anne, Alberta | Makita cut-off saw [Loc. Warehouse]
788 | Biotechnologies & Agriculture | Terrance Jacobs | tjacobs@managingyourassets.com | 905-660-1367 | Lac Ste. Anne, Alberta | heavy duty hand truck [Loc. Warehouse]
789 | Biotechnologies & Agriculture | Terrance Jacobs | tjacobs@managingyourassets.com | 905-660-1367 | Lac Ste. Anne, Alberta | lates gloves NEW [Loc. Warehouse]
790 | Biotechnologies & Agriculture | Terrance Jacobs | tjacobs@managingyourassets.com | 905-660-1367 | Lac Ste. Anne, Alberta | ping-pong table [Loc. Warehouse]
791 | Biotechnologies & Agriculture | Terrance Jacobs | tjacobs@managingyourassets.com | 905-660-1367 | Lac Ste. Anne, Alberta | Louisville aluminum extension ladder, 20 ft. [Loc. Warehouse]
792 | Biotechnologies & Agriculture | Terrance Jacobs | tjacobs@managingyourassets.com | 905-660-1367 | Lac Ste. Anne, Alberta | Lite aluminum extension ladder, 24 ft. [Loc. Warehouse]
793 | Biotechnologies & Agriculture | Terrance Jacobs | tjacobs@managingyourassets.com | 905-660-1367 | Lac Ste. Anne, Alberta | Lite aluminum extension ladder, 24 ft. [Loc. Warehouse]
794 | Biotechnologies & Agriculture | Terrance Jacobs | tjacobs@managingyourassets.com | 905-660-1367 | Lac Ste. Anne, Alberta | misc. tarps [Loc. Warehouse]
795 | Biotechnologies & Agriculture | Terrance Jacobs | tjacobs@managingyourassets.com | 905-660-1367 | Lac Ste. Anne, Alberta | (4) Zeihl-Abegg axial fans, 32 in. dia. NEW [Loc. Warehouse]
796 | Biotechnologies & Agriculture | Terrance Jacobs | tjacobs@managingyourassets.com | 905-660-1367 | Lac Ste. Anne, Alberta | (11 rolls) trellis, mod. TRL YLW 6.0 AS, approx. 78 in. x 1500 ft. ea. [Loc. Warehouse]
797 | Biotechnologies & Agriculture | Terrance Jacobs | tjacobs@managingyourassets.com | 905-660-1367 | Lac Ste. Anne, Alberta | (32) bins NEW [Loc. Warehouse]
798 | Biotechnologies & Agriculture | Terrance Jacobs | tjacobs@managingyourassets.com | 905-660-1367 | Lac Ste. Anne, Alberta | (13 cases) GreenLine disposable coveralls NEW [Loc. Warehouse]
799 | Biotechnologies & Agriculture | Terrance Jacobs | tjacobs@managingyourassets.com | 905-660-1367 | Lac Ste. Anne, Alberta | wide brimmed hats [Loc. Warehouse]
800 | Biotechnologies & Agriculture | Terrance Jacobs | tjacobs@managingyourassets.com | 905-660-1367 | Lac Ste. Anne, Alberta | (5 cases x 6000) Avatar cleanroom non-woven wipes, 9 in. x 9 in. [Loc. Warehouse]
801 | Biotechnologies & Agriculture | Terrance Jacobs | tjacobs@managingyourassets.com | 905-660-1367 | Lac Ste. Anne, Alberta | (15) GroSmart 78-cell trays NEW [Loc. Warehouse]
802 | Biotechnologies & Agriculture | Terrance Jacobs | tjacobs@managingyourassets.com | 905-660-1367 | Lac Ste. Anne, Alberta | (12) Avmor heavy duty industrial degreaser NEW [Loc. Warehouse]
803 | Biotechnologies & Agriculture | Terrance Jacobs | tjacobs@managingyourassets.com | 905-660-1367 | Lac Ste. Anne, Alberta | steel tub [Loc. Warehouse]
804 | Biotechnologies & Agriculture | Terrance Jacobs | tjacobs@managingyourassets.com | 905-660-1367 | Lac Ste. Anne, Alberta | dust collector NEW [Loc. Warehouse]
805 | Biotechnologies & Agriculture | Terrance Jacobs | tjacobs@managingyourassets.com | 905-660-1367 | Lac Ste. Anne, Alberta | dust collector [Loc. Warehouse]
806 | Biotechnologies & Agriculture | Terrance Jacobs | tjacobs@managingyourassets.com | 905-660-1367 | Lac Ste. Anne, Alberta | (skid) misc. wire [Loc. Warehouse]
807 | Biotechnologies & Agriculture | Terrance Jacobs | tjacobs@managingyourassets.com | 905-660-1367 | Lac Ste. Anne, Alberta | (7 sec.) Snap-On racking, approx. 72 in. x 72 in. x 24 in. deep ea. [Loc. Warehouse]
808 | Biotechnologies & Agriculture | Terrance Jacobs | tjacobs@managingyourassets.com | 905-660-1367 | Lac Ste. Anne, Alberta | (15 sec.) heavy duty shelving, approx. 72 in. x 96 in. x 24 in. deep [Loc. Warehouse/Irrigation Rm]
809 | Biotechnologies & Agriculture | Terrance Jacobs | tjacobs@managingyourassets.com | 905-660-1367 | Lac Ste. Anne, Alberta | misc. cardboard boxes NEW [Loc. Warehouse]
810 | Biotechnologies & Agriculture | Terrance Jacobs | tjacobs@managingyourassets.com | 905-660-1367 | Lac Ste. Anne, Alberta | (6) Thrive Agritech LED lamps, mod. PCL-600W-FS2 c/w (6) Inventronics LED drivers, mod. EUD-6005420DT [Loc. Warehouse]
811 | Biotechnologies & Agriculture | Terrance Jacobs | tjacobs@managingyourassets.com | 905-660-1367 | Lac Ste. Anne, Alberta | (2) Fohse full spectrum LED horticultural lamps, mod. F1V c/w LED drivers [Loc. Warehouse]
812 | Biotechnologies & Agriculture | Terrance Jacobs | tjacobs@managingyourassets.com | 905-660-1367 | Lac Ste. Anne, Alberta | (16) Gavita high-pressure sodium lamps, mod. Gavita Pro 1000 DE US 277-347, 1000W NEW [Loc. Warehouse]
813 | Biotechnologies & Agriculture | Terrance Jacobs | tjacobs@managingyourassets.com | 905-660-1367 | Lac Ste. Anne, Alberta | (14) Gavita high-pressure sodium lamps, mod. Gavita GAN Electronic 750W 277-347V DE US, 750W, double ended [Loc. Warehouse]
814 | Biotechnologies & Agriculture | Terrance Jacobs | tjacobs@managingyourassets.com | 905-660-1367 | Lac Ste. Anne, Alberta | (4) Gavita light emitting plasma lamps, mod. Gavita Pro 270 LEP SUP IS Industrial, 270W NEW [Loc. Warehouse]
815 | Biotechnologies & Agriculture | Terrance Jacobs | tjacobs@managingyourassets.com | 905-660-1367 | Lac Ste. Anne, Alberta | Iluminar 1000W DE MH and UltraSun 6000K replacement lamp tubes NEW [Loc. Warehouse]
816 | Biotechnologies & Agriculture | Terrance Jacobs | tjacobs@managingyourassets.com | 905-660-1367 | Lac Ste. Anne, Alberta | (2448) Grodan grow blocks NEW [Loc. Warehouse]
817 | Biotechnologies & Agriculture | Terrance Jacobs | tjacobs@managingyourassets.com | 905-660-1367 | Lac Ste. Anne, Alberta | (756) Grodan grow blocks, mod. GR40 NO HOLE NEW [Loc. Warehouse]
818 | Biotechnologies & Agriculture | Terrance Jacobs | tjacobs@managingyourassets.com | 905-660-1367 | Lac Ste. Anne, Alberta | (360 cases x 320 = 109200) CR slide tins, matte black w/ clear snap-in hinge and insert NEW [Loc. Warehouse]
819 | Biotechnologies & Agriculture | Terrance Jacobs | tjacobs@managingyourassets.com | 905-660-1367 | Lac Ste. Anne, Alberta | (4 cases x 330 = 1400) 30 ml bottles, MINI CR SPENDER w/ caps NEW [Loc. Warehouse]
820 | Biotechnologies & Agriculture | Terrance Jacobs | tjacobs@managingyourassets.com | 905-660-1367 | Lac Ste. Anne, Alberta | (34 cases x 512 = 17408) airless pump bottles NEW [Loc. Warehouse]
821 | Biotechnologies & Agriculture | Terrance Jacobs | tjacobs@managingyourassets.com | 905-660-1367 | Lac Ste. Anne, Alberta | (92 cases x 192 = 17664) airless pump bottles NEW [Loc. Warehouse]
822 | Biotechnologies & Agriculture | Terrance Jacobs | tjacobs@managingyourassets.com | 905-660-1367 | Lac Ste. Anne, Alberta | (83 cases x 64 =5888) Grodan GroBlocs, mod. Improved Hugo 6 in. NEW [Loc. Warehouse]
823 | Biotechnologies & Agriculture | Terrance Jacobs | tjacobs@managingyourassets.com | 905-660-1367 | Lac Ste. Anne, Alberta | (120 cases x 264 = 31680) 50 ml round dropper bottles, green NEW [Loc. Warehouse]
824 | Biotechnologies & Agriculture | Terrance Jacobs | tjacobs@managingyourassets.com | 905-660-1367 | Lac Ste. Anne, Alberta | (144 cases x 264 = 38016) 50 ml round dropper bottles, blue NEW [Loc. Warehouse]
825 | Biotechnologies & Agriculture | Terrance Jacobs | tjacobs@managingyourassets.com | 905-660-1367 | Lac Ste. Anne, Alberta | (130 cases x 264 = 34320) 50 ml round dropper bottles, red NEW [Loc. Warehouse]
826 | Biotechnologies & Agriculture | Terrance Jacobs | tjacobs@managingyourassets.com | 905-660-1367 | Lac Ste. Anne, Alberta | (13 cases x 240 = 3120) 50 ml round dropper bottles, white NEW [Loc. Warehouse]
827 | Biotechnologies & Agriculture | Terrance Jacobs | tjacobs@managingyourassets.com | 905-660-1367 | Lac Ste. Anne, Alberta | (10 cases x 330 = 3300) 30 ml round dropper bottles, white NEW [Loc. Warehouse]
828 | Biotechnologies & Agriculture | Terrance Jacobs | tjacobs@managingyourassets.com | 905-660-1367 | Lac Ste. Anne, Alberta | (30 cases x 330 = 3300) 30 ml round dropper bottles, green NEW [Loc. Warehouse]
829 | Biotechnologies & Agriculture | Terrance Jacobs | tjacobs@managingyourassets.com | 905-660-1367 | Lac Ste. Anne, Alberta | (62 cases x 110 = 6820) 30 ml round dropper bottles, blue NEW [Loc. Warehouse]
830 | Biotechnologies & Agriculture | Terrance Jacobs | tjacobs@managingyourassets.com | 905-660-1367 | Lac Ste. Anne, Alberta | (24 cases x 2040 = 46988) 50 ml droppers, blue NEW [Loc. Warehouse]
831 | Biotechnologies & Agriculture | Terrance Jacobs | tjacobs@managingyourassets.com | 905-660-1367 | Lac Ste. Anne, Alberta | (5 cases x 2156 = 10780) 30 ml droppers, blue NEW [Loc. Warehouse]
832 | Biotechnologies & Agriculture | Terrance Jacobs | tjacobs@managingyourassets.com | 905-660-1367 | Lac Ste. Anne, Alberta | (20 cases x 2040 = 39340) 50 ml droppers, red NEW [Loc. Warehouse]
833 | Biotechnologies & Agriculture | Terrance Jacobs | tjacobs@managingyourassets.com | 905-660-1367 | Lac Ste. Anne, Alberta | (20 cases x 2040 = 37324) 50 ml droppers, green NEW [Loc. Warehouse]
834 | Biotechnologies & Agriculture | Terrance Jacobs | tjacobs@managingyourassets.com | 905-660-1367 | Lac Ste. Anne, Alberta | (8 cases x 330 = 2680) 30 ml droppers, black NEW [Loc. Warehouse]
835 | Biotechnologies & Agriculture | Terrance Jacobs | tjacobs@managingyourassets.com | 905-660-1367 | Lac Ste. Anne, Alberta | (15 x 150L) Grodan grow cubes, 1 cm x 1 cm x 1 cm NEW [Loc. Warehouse]
836 | Biotechnologies & Agriculture | Terrance Jacobs | tjacobs@managingyourassets.com | 905-660-1367 | Lac Ste. Anne, Alberta | (23 cases x 175000 = 4025000) Nature Caps cellulose capsule shells NEW [Loc. Warehouse]
837 | Biotechnologies & Agriculture | Terrance Jacobs | tjacobs@managingyourassets.com | 905-660-1367 | Lac Ste. Anne, Alberta | (4 cases x 2940 = 11760) Grodan AO plugs NEW [Loc. Warehouse]
838 | Biotechnologies & Agriculture | Terrance Jacobs | tjacobs@managingyourassets.com | 905-660-1367 | Lac Ste. Anne, Alberta | (10 cases x 30 = 300) 1 g PP double shell jar w/ insert, mod. 53/400 BLK [Loc. Warehouse]
839 | Biotechnologies & Agriculture | Terrance Jacobs | tjacobs@managingyourassets.com | 905-660-1367 | Lac Ste. Anne, Alberta | Grodan GR22 5 40/40 IMID GroBlocs, mod. Improved Jumbo [Loc. Warehouse]
840 | Biotechnologies & Agriculture | Terrance Jacobs | tjacobs@managingyourassets.com | 905-660-1367 | Lac Ste. Anne, Alberta | (2) Uline welded 2-tier steel carts, approx. 24 in. x 48 in. w/ brake [Loc. Warehouse]